## Sheet1
Parent Material Code | Material Code | Material Name | Group | Has Child | Is Attribute | Make | Color | Model | Specification 1 | Specification 2 | Specification 3 | Specification 4 | Specification 5 | Specification 6 | UOM
| 101 | ELECTRICAL | ELECTRICAL | Yes | No | [9 empty] | Nos
101 | 101001 | Transformer | ELECTRICAL | Yes | No | [9 empty] | Nos
101001 | 101001001 | Indoor transformer | ELECTRICAL | Yes | No | [9 empty] | Nos
101001001 | 101001001001 | 3150 kVA 11/ 0.433 kV Step down dry type - Copper winding | ELECTRICAL | No | No | [9 empty] | Nos
101001001 | 101001001002 | 2500 kVA 11/ 0.433 kV Step down dry type - Aluminium winding | ELECTRICAL | No | No | [9 empty] | Nos
101001001 | 101001001003 | 2000 kVA 11/ 0.433 kV Step down dry type - Aluminium winding | ELECTRICAL | No | No | [9 empty] | Nos
101001 | 101001002 | Isolation Transformer | ELECTRICAL | Yes | No | [9 empty] | Nos
101001002 | 101001002001 | 415/415V , 50 Hz Isolation Transformer Metering ,factory tested type-1 | ELECTRICAL | No | No | [9 empty] | Nos
101001002 | 101001002002 | 300 KVA Isolation Transformer K4 rated type | ELECTRICAL | No | Yes |  |  |  | 630A TP+2N MCCB | 2 nos of 125A 4P MCCB, 25kA 25 nos. of 32 A 4P MCB , D Curve, 10kA |  |  |  |  | Nos
101001002 | 101001002003 | 100 KVA Isolation Transformer K4 rated type | ELECTRICAL | No | Yes |  |  |  | 200A TP+2N MCCB | 2 nos of 63A 4P MCCB , 25kA 16 nos of 32 A 4P MCB , D Curve, 10kA |  |  |  |  | Nos
101001002 | 101001002004 | 400 KVA Isolation Transformer K13 rated type | ELECTRICAL | No | Yes |  |  |  | 800A TP+2N ACB | 2 nos of 125A 4P MCCB, 25kA 30 nos of 32 A 4P MCB , D Curve, 10kA |  |  |  |  | Nos
101001002 | 101001002005 | 250 KVA Isolation Transformer K4 rated type | ELECTRICAL | No | Yes |  |  |  | 630A TP+2N MCCB | 2 nos of 125A 4P MCCB, 25kA 25 nos of 32 A 4P MCB , D Curve, 10kA |  |  |  |  | Nos
101001002 | 101001002006 | 300 KVA Isolation Transformer K13 rated type | ELECTRICAL | No | Yes |  |  |  | 630A TP+2N MCCB | 2 nos of 125A 4P MCCB, 25kA 25 nos of 32 A 4P MCB , D Curve, 10kA |  |  |  |  | Nos
101001002 | 101001002007 | 100KVA Isolation Transformer K13 rated type | ELECTRICAL | No | Yes |  |  |  | 200A TP+2N MCCB | 2 nos of 63A 4P MCCB , 25kA 16 nos of 32 A 4P MCB , D Curve, 10kA |  |  |  |  | Nos
101001 | 101001003 | DISTRIBUTION TRANSFORMER | ELECTRICAL | Yes | No | [9 empty] | Nos
101001003 | 101001003001 | Distribution Transformer 1250 KVA,11/0.433KV | ELECTRICAL | No | Yes | Crompton Greeves / Volt Amp |  |  | Dyn11 oil cooled | OCTC |  |  |  |  | Nos
101001 | 101001004 | DOUBLE POLE STRECTURE | ELECTRICAL | Yes | No | [9 empty] | Nos
101001004 | 101001004001 | 33KV outdoor 1 Set (3Nos.) of 33KV 400 Amps | ELECTRICAL | No | Yes |  |  |  | 33000 Volts 3 phase 3 wire 50 Hz system. | disc insulators, AB switch, LA, pin insulators | 1 Set (3 Nos.) of 29KV 10KA vertically standing lightning arrestor | 2 Nos. of Appx. 12 mtrs. long, cross M.S. channel | 2 Sets (6 Nos.) of pin type insulator 1 Set (3 Nos.) of horncap fuse |  | Nos
101001004 | 101001004002 | 33KV outdoor 1 Set (3Nos.) of 11KV 400 Amps | ELECTRICAL | No | Yes |  |  |  | 33000 Volts 3 phase 3 wire 50 Hz system. | disc insulators, AB switch 3 insulator centre rotating , LA, post / pin insulators, drop-out or horn-gap fuse | 1 Set (3 Nos.) of 29KV 10KA vertically standing lightning arrestor | 2 Nos. of Appx. 12 mtrs. long, cross M.S. channel | 2 Sets (6 Nos.) of pin type insulator 1 Set (3 Nos.) of horncap fuse |  | Nos
101 | 101002 | Panel | ELECTRICAL | Yes | No | [9 empty] | Nos
101002 | 101002001 | HT Panel | ELECTRICAL | Yes | No | [9 empty] | Nos
101002001 | 101002001001 | Incomer Compresing drawout type | ELECTRICAL | No | Yes |  |  |  | Motor wound spring charged operating mechanism opearting at 230V AC. | [5 empty] | Nos
101002001 | 101002001002 | Outgoing each Compresing drawout type | ELECTRICAL | No | Yes |  |  |  | Motor wound spring charged operating mechanism opearting at 230V AC | [5 empty] | Nos
101002001 | 101002001003 | VCB Feeder Of Capacity 1250A | ELECTRICAL | No | Yes |  |  |  | OEM switchgear | Inert gas auto fire extinguisher system |  |  |  |  | Nos
101002001 | 101002001004 | ICOG VCB Feeder Of Capacity 1250A | ELECTRICAL | No | Yes |  |  |  | OEM switchgear | Inert gas auto fire extinguisher system |  |  |  |  | Nos
101002001 | 101002001005 | 33KV 25KA Single Panel | ELECTRICAL | No | Yes |  |  |  | Outdoor floor mounting type | [5 empty] | Nos
101002001 | 101002001006 | 33KV 25KA three Panel | ELECTRICAL | No | Yes |  |  |  | Outdoor floor mounting type | [5 empty] | Nos
101002001 | 101002001007 | 11KV 25KA Ten Panel | ELECTRICAL | No | Yes |  |  |  | Indoor floor mounting type | drawout type Vacuum circuit breaker |  |  |  |  | Nos
101002 | 101002002 | LT Panel | ELECTRICAL | Yes | No | [9 empty] | Nos
101002002 | 101002002001 | APFC panel 500 KVAR(for 2000 KVA transformer) | ELECTRICAL | No | Yes |  |  |  | Hybrid Harmonic filter | [5 empty] | Nos
101002002 | 101002002002 | AHU LCP Type 1 7.5 Kw | ELECTRICAL | No | No | [9 empty] | Nos
101002002 | 101002002003 | AHU LCP Type 2 1.1/1.5/2.2 kW | ELECTRICAL | No | No | [9 empty] | Nos
101002002 | 101002002004 | AHU LCP Type 3 15kW | ELECTRICAL | No | No | [9 empty] | Nos
101002002 | 101002002005 | AHU LCP Type 4 3.7kw | ELECTRICAL | No | No | [9 empty] | Nos
101002002 | 101002002006 | AHU LCP Type 1 0.37 to 1.5kw | ELECTRICAL | No | Yes |  |  |  | DOL starter | [5 empty] | Nos
101002002 | 101002002007 | AHU LCP Type 2 2.2kw to 3.7kw | ELECTRICAL | No | Yes |  |  |  | DOL starter | [5 empty] | Nos
101002002 | 101002002008 | PCC-1 | ELECTRICAL | No | No | [9 empty] | Nos
101002002 | 101002002009 | PDB-1 | ELECTRICAL | No | No | [9 empty] | Nos
101002002 | 101002002010 | PDB-2 | ELECTRICAL | No | No | [9 empty] | Nos
101002002 | 101002002011 | APFC panel | ELECTRICAL | No | No | [9 empty] | Nos
101002002 | 101002002012 | MLDB | ELECTRICAL | No | No | [9 empty] | Nos
101002002 | 101002002013 | SDB-01 | ELECTRICAL | No | No | [9 empty] | Nos
101002002 | 101002002014 | SDB-02 | ELECTRICAL | No | No | [9 empty] | Nos
101002002 | 101002002015 | UPS DB-01 | ELECTRICAL | No | No | [9 empty] | Nos
101002002 | 101002002016 | UPS DB-02 | ELECTRICAL | No | No | [9 empty] | Nos
101002002 | 101002002017 | BORE WELL PUMP PANEL | ELECTRICAL | No | Yes |  |  |  | 3 Nos feeder of 18.5 kW(Each) | outdoor type | illuminated Push Buttons | type-2 co-ordination | (IP65) |  | Nos
101002002 | 101002002018 | Local Control Panel meant for 2500KVA | ELECTRICAL | No | Yes |  |  |  | Outdoor weather proof type | cubicle floor mounting type ACB chamber with aluminium busbars | 4P Motorised ACB 65KA for 1 second | IP54 |  |  | Nos
101002002 | 101002002019 | Local Control Panel meant for 2500KVA | ELECTRICAL | No | Yes |  |  |  | indoor Type | cubicle floor mounting type ACB chamber with aluminium busbars | 4P Motorised ACB 65KA for 1 second | IP54 |  |  | Nos
101002002 | 101002002020 | INCOMER : 2 Nos. 2500A 4P MDO D/O 50KA ACB built-in releases for O/C &S/C. OUTGOING:8 Nos. 800A TP+N 36KA MCCB 8 Nos. 400A TP+N 36KA MCCB. | ELECTRICAL | No | Yes |  |  |  | CUBICAL FLOOR MOUNTING Indoor, 415V, 3Ph, 4Wire, 50Hz | Busbar : Aluminium | Type : 4B Earthing: Aluminium (minimum 2runs) | Colour of Control Wiring: As per IS 732 | IP54 |  | Nos
101002002 | 101002002021 | INCOMER :2 Nos. 800A 4P 36KA MCCB with motor operated mechanism OUTGOING:1 No. 630 TP+N 25KA MCCB.2 Nos. 160A TP+N 25KA MCCB.4 Nos. 125A TP+N 25KA MCCB. | ELECTRICAL | No | Yes |  |  |  | CUBICAL FLOOR MOUNTING Indoor, 415V, 3Ph, 4Wire, 50Hz | Busbar : Aluminium | Type : 4B Earthing: Aluminium (minimum 2runs) | Colour of Control Wiring: As per IS 732 | IP54 |  | Nos
101002002 | 101002002022 | INCOMER :1No. 400A 4P 36KA MCCB1 Set of R,Y & B LED indicating lamps. OUTGOING:2 Nos. 250A 4P 25KA MCCB.2 Nos. 125A 4P 25KA MCCB.4 Nos. 100A 4P 25KA MCCB. | ELECTRICAL | No | Yes |  |  |  | CUBICAL FLOOR MOUNTING Indoor, 415V, 3Ph, 4Wire, 50Hz | Busbar : Aluminium | Type : 4B Earthing: Aluminium (minimum 2runs) | Colour of Control Wiring: As per IS 732 | IP54 |  | Nos
101002002 | 101002002023 | INCOMER :1No. 250A 4P 25KA MCCB. OUTGOING:VPTN 16WAY MCB Distribution cabinet fitted with 16 Nos. 63A 4P 10KA MCB. | ELECTRICAL | No | Yes |  |  |  | CUBICAL FLOOR MOUNTING Indoor, 415V, 3Ph, 4Wire, 50Hz | Busbar : Aluminium | Type : 4B Earthing: Aluminium (minimum 2runs) | Colour of Control Wiring: As per IS 732 | IP54 |  | Nos
101002002 | 101002002024 | INCOMER : 1No. 250A 4P 25KA MCCB. OUTGOING:VPTN 12WAY MCB Distribution cabinet fitted with 12 Nos. 63A 4P 10KA MCB. | ELECTRICAL | No | Yes |  |  |  | CUBICAL FLOOR MOUNTING Indoor, 415V, 3Ph, 4Wire, 50Hz | Busbar : Aluminium | Type : 4B Earthing: Aluminium (minimum 2runs) | Colour of Control Wiring: As per IS 732 | IP54 |  | Nos
101002002 | 101002002025 | INCOMER : 1No. 125A 4P 25KA MCCB. OUTGOING: VPTN 10WAY MCB Distribution cabinet fitted with 10 Nos. 40A 4P 10KA MCB. | ELECTRICAL | No | Yes |  |  |  | CUBICAL FLOOR MOUNTING Indoor, 415V, 3Ph, 4Wire, 50Hz | Busbar : Aluminium | Type : 4B Earthing: Aluminium (minimum 2runs) | Colour of Control Wiring: As per IS 732 | IP54 |  | Nos
101002002 | 101002002026 | INCOMER : 2 Nos. 2500A 4P MDO D/O 50KA ACB OUTGOING: 5 Nos. 630A TP+N 36KA MCCB 5 Nos. 400A TP+N 36KA MCCB. 2 Nos. 200A TP+N 36KA MCCB. | ELECTRICAL | No | Yes |  |  |  | CUBICAL FLOOR MOUNTING Indoor, 415V, 3Ph, 4Wire, 50Hz | Busbar : Aluminium 2 sets of TYPE 2 surge protection device with integrated HRC fuse | Type : 4B Earthing: Aluminium (minimum 2runs) | Colour of Control Wiring: As per IS 732 | IP54 |  | Nos
101002002 | 101002002027 | INCOMER : 2 Nos. 2500A 4P MDO D/O 50KA ACB OUTGOING: 9 Nos. 400A TP+N 36KA MCCB. 3 Nos. 200A TP+N 36KA MCCB. 4 Nos. Space Provision for 400A-630A MCCB. | ELECTRICAL | No | Yes |  |  |  | CUBICAL FLOOR MOUNTING Indoor, 415V, 3Ph, 4Wire, 50Hz | Busbar : Aluminium 2 sets of TYPE 2 surge protection device with integrated HRC fuse | Type : 4B Earthing: Aluminium (minimum 2runs) | Colour of Control Wiring: As per IS 732 | IP54 |  | Nos
101002002 | 101002002028 | INCOMER : 1 No. 160A TP+N 25KA MCCB OUTGOING: VPTN 8WAY MCCB Distribution cabinet fitted with 8 Nos. 63A TP+N 20KA MCCB. | ELECTRICAL | No | Yes |  |  |  | CUBICAL FLOOR MOUNTING Indoor, 415V, 3Ph, 4Wire, 50Hz | Busbar : Aluminium 2 sets of TYPE 2 surge protection device with integrated HRC fuse | Type : 4B Earthing: Aluminium (minimum 2runs) | Colour of Control Wiring: As per IS 732 | IP54 |  | Nos
101002002 | 101002002029 | INCOMER : 1 No. 200A TP+N 25KA MCCB OUTGOING: VPTN 16WAY MCB Distribution cabinet fitted with 4 Nos. 63A TP+N 20KA MCCB. 2 Nos. 32A TP+N 20KA MCCB. 6 Nos. 20A TP+N 20KA MCCB. 4 Nos. 10A TP+N 20KA MCCB. | ELECTRICAL | No | Yes |  |  |  | CUBICAL FLOOR MOUNTING Indoor, 415V, 3Ph, 4Wire, 50Hz | Busbar : Aluminium 2 sets of TYPE 2 surge protection device with integrated HRC fuse | Type : 4B Earthing: Aluminium (minimum 2runs) | Colour of Control Wiring: As per IS 732 | IP54 |  | Nos
101002002 | 101002002030 | INCOMER : 1 No. 400A TP+N 25KA MCCB . OUTGOING: VPTN 12WAY MCCB Distribution cabinet fitted with 12 Nos. 160A TP+N 20KA MCCB. | ELECTRICAL | No | Yes |  |  |  | CUBICAL FLOOR MOUNTING Indoor, 415V, 3Ph, 4Wire, 50Hz | Busbar : Aluminium 2 sets of TYPE 2 surge protection device with integrated HRC fuse | Type : 4B Earthing: Aluminium (minimum 2runs) | Colour of Control Wiring: As per IS 732 | IP54 |  | Nos
101002002 | 101002002031 | INCOMER : 1 No. 160A TP+N 25KA MCCB . OUTGOING: VPTN 12WAY MCCB Distribution cabinet fitted with 12 Nos. 40A TP+N 20KA MCCB. | ELECTRICAL | No | Yes |  |  |  | CUBICAL FLOOR MOUNTING Indoor, 415V, 3Ph, 4Wire, 50Hz | Busbar : Aluminium 2 sets of TYPE 2 surge protection device with integrated HRC fuse | Type : 4B Earthing: Aluminium (minimum 2runs) | Colour of Control Wiring: As per IS 732 | IP54 |  | Nos
101002002 | 101002002032 | INCOMER : 1 No. 630A TP+N 25KA MCCB OUTGOING: 2 Nos. 400A TP+N 25A MCCB.4 Nos. 200A TP+N 25A MCCB.4 Nos. 100A TP+N 10A MCB. | ELECTRICAL | No | Yes |  |  |  | CUBICAL FLOOR MOUNTING Indoor, 415V, 3Ph, 4Wire, 50Hz | Busbar : Aluminium 2 sets of TYPE 2 surge protection device with integrated HRC fuse | Type : 4B Earthing: Aluminium (minimum 2runs) | Colour of Control Wiring: As per IS 732 | IP54 |  | Nos
101002002 | 101002002033 | INCOMER : 1 No. 160A TP+N 25KA MCCB OUTGOING: VPTN 10WAY MCCB Distribution cabinet fitted with 10 Nos. 63A TP+N 25A MCCB. | ELECTRICAL | No | Yes |  |  |  | CUBICAL FLOOR MOUNTING Indoor, 415V, 3Ph, 4Wire, 50Hz | Busbar : Aluminium 2 sets of TYPE 2 surge protection device with integrated HRC fuse | Type : 4B Earthing: Aluminium (minimum 2runs) | Colour of Control Wiring: As per IS 732 | IP54 |  | Nos
101002002 | 101002002034 | INCOMER : 1 No. 63A TP+N 25KA MCCB OUTGOING: VPTN 8WAY MCCB Distribution cabinet fitted with 8 Nos. 40A TP+N 25A MCCB. | ELECTRICAL | No | Yes |  |  |  | CUBICAL FLOOR MOUNTING Indoor, 415V, 3Ph, 4Wire, 50Hz | Busbar : Aluminium 2 sets of TYPE 2 surge protection device with integrated HRC fuse | Type : 4B Earthing: Aluminium (minimum 2runs) | Colour of Control Wiring: As per IS 732 | IP54 |  | Nos
101002002 | 101002002035 | INCOMER : 1 No. 125A TP+N 25KA MCCB OUTGOING: VPTN 8WAY MCCB Distribution cabinet fitted with 8 Nos. 63A TP+N 25A MCCB. | ELECTRICAL | No | Yes |  |  |  | CUBICAL FLOOR MOUNTING Indoor, 415V, 3Ph, 4Wire, 50Hz | Busbar : Aluminium 2 sets of TYPE 2 surge protection device with integrated HRC fuse | Type : 4B Earthing: Aluminium (minimum 2runs) | Colour of Control Wiring: As per IS 732 | IP54 |  | Nos
101002002 | 101002002036 | INCOMING: 1No. 100A TP+N 25KA MCCB with 24hrs Astronomical digital Timer OUTGOING: VTP+N 8way MCB DB fitted with 8 Nos. 32A TP+N 10KA MCB. | ELECTRICAL | No | Yes |  |  |  | CUBICAL FLOOR MOUNTING Indoor, 415V, 3Ph, 4Wire, 50Hz | Busbar : Aluminium 2 sets of TYPE 2 surge protection device with integrated HRC fuse | Type : 4B Earthing: Aluminium (minimum 2runs) | Colour of Control Wiring: As per IS 732 | IP54 |  | Nos
101002002 | 101002002037 | INCOMER : 1 No. 100A TP+N 25KA MCCB OUTGOING: VTP+N 8 way MCB Distribution cabinet fitted with 3 Nos. 32A TP+N 10KA MCB. 5 Nos. 20A TP+N 10KA MCB. | ELECTRICAL | No | Yes |  |  |  | CUBICAL FLOOR MOUNTING Indoor, 415V, 3Ph, 4Wire, 50Hz | Busbar : Aluminium 2 sets of TYPE 2 surge protection device with integrated HRC fuse | Type : 4B Earthing: Aluminium (minimum 2runs) | Colour of Control Wiring: As per IS 732 | IP54 |  | Nos
101002002 | 101002002038 | INCOMER : 1 No. 63A TP+N 25KA MCCB OUTGOING: VTP+N 12 way MCB Distribution cabinet fitted with 12 Nos. 4-20A TP+N 10KA MCB. | ELECTRICAL | No | Yes |  |  |  | CUBICAL FLOOR MOUNTING Indoor, 415V, 3Ph, 4Wire, 50Hz | Busbar : Aluminium 2 sets of TYPE 2 surge protection device with integrated HRC fuse | Type : 4B Earthing: Aluminium (minimum 2runs) | Colour of Control Wiring: As per IS 732 | IP54 |  | Nos
101002002 | 101002002039 | INCOMER : 1 No. 125A TP+N 25KA MCCB. OUTGOING: VTP+N 12 way MCCB Distribution cabinet fitted with 12 Nos. 63A TP+N 25KA MCCB. | ELECTRICAL | No | Yes |  |  |  | CUBICAL FLOOR MOUNTING Indoor, 415V, 3Ph, 4Wire, 50Hz | Busbar : Aluminium 2 sets of TYPE 2 surge protection device with integrated HRC fuse | Type : 4B Earthing: Aluminium (minimum 2runs) | Colour of Control Wiring: As per IS 732 | IP54 |  | Nos
101002002 | 101002002040 | INCOMER : 1 No. 630A TP+N 25KA MCCB OUTGOING: 2 Nos. 400A TP+N 25KA MCCB. 3 Nos. 250A TP+N 25KA MCCB. 3 Nos. 125A TP+N 25KA MCCB. | ELECTRICAL | No | Yes |  |  |  | CUBICAL FLOOR MOUNTING Indoor, 415V, 3Ph, 4Wire, 50Hz | Busbar : Aluminium 2 sets of TYPE 2 surge protection device with integrated HRC fuse | Type : 4B Earthing: Aluminium (minimum 2runs) | Colour of Control Wiring: As per IS 732 | IP54 |  | Nos
101002002 | 101002002041 | INCOMER : 1 No. 125A TP+N 25KA MCCB OUTGOING: VTP+N 8 way MCCB Distribution cabinet fitted with 8 Nos.63A TP+N 25KA MCCB. | ELECTRICAL | No | Yes |  |  |  | CUBICAL FLOOR MOUNTING Indoor, 415V, 3Ph, 4Wire, 50Hz | Busbar : Aluminium 2 sets of TYPE 2 surge protection device with integrated HRC fuse | Type : 4B Earthing: Aluminium (minimum 2runs) | Colour of Control Wiring: As per IS 732 | IP54 |  | Nos
101002002 | 101002002042 | INCOMER : 1 No. 800A TP+N 25KA MCCB OUTGOING: 2 Nos. 400A TP+N 25KA MCCB. 2 Nos. 315A TP+N 25KA MCCB. 2 Nos. 200A TP+N 25KA MCCB. 2 Nos. 125A TP+N 25KA MCCB. | ELECTRICAL | No | Yes |  |  |  | CUBICAL FLOOR MOUNTING Indoor, 415V, 3Ph, 4Wire, 50Hz | Busbar : Aluminium 2 sets of TYPE 2 surge protection device with integrated HRC fuse | Type : 4B Earthing: Aluminium (minimum 2runs) | Colour of Control Wiring: As per IS 732 | IP54 |  | Nos
101002002 | 101002002043 | INCOMER : 1 No. 400A TP+N 25KA MCCB OUTGOING: 2 Nos. 250A TP+N 25KA MCCB. 4 Nos. 125A TP+N 25KA MCCB. | ELECTRICAL | No | Yes |  |  |  | CUBICAL FLOOR MOUNTING Indoor, 415V, 3Ph, 4Wire, 50Hz | Busbar : Aluminium 2 sets of TYPE 2 surge protection device with integrated HRC fuse | Type : 4B Earthing: Aluminium (minimum 2runs) | Colour of Control Wiring: As per IS 732 | IP54 |  | Nos
101002002 | 101002002044 | INCOMER : 1 Nos. 1250A 4P MDO D/O 50KA ACB built-in releases for O/C &S/C. OUTGOING: 4 Nos. 400A TPN 36KA MCCB 2 Nos. 250A TPN 36KA MCCB. 4 Nos. 160A TPN 36KA MCCB. | ELECTRICAL | No | Yes |  |  |  | Indoor, 415V, 3Ph, 4Wire, 50Hz | Aluminium colour, Sleeved Busbar | 4B cubicle floor mounting type | MCCB from 315A and above shall be of microprocessor based with tunable O/C (40-100%) & S/C (2 - 10 to 12 times) | IP54 Aluminium (minimum 2runs) with green paint |  | Nos
101002002 | 101002002045 | INCOMER : 1 No. 250A TP+N 25KA MCCB OUTGOING: VTPN 12 way MCCB SB fitted with 4 Nos. 125A TP+N 25KA MCCB. 8 Nos 63A TP+N 25KA MCCB | ELECTRICAL | No | Yes |  |  |  | Indoor, 415V, 3Ph, 4Wire, 50Hz | Aluminium colour, Sleeved Busbar | 4B cubicle floor mounting type | MCCB upto 250A shall be thermal magnetic release with tunable O/C (70-100%) & S/C (0.4-1 times) | IP54 Aluminium (minimum 2runs) with green paint |  | Nos
101002002 | 101002002046 | INCOMER : 1 No. 125A TP+N 25KA MCCB OUTGOING: VTPN 8 way MCCB Distribution Cabinet fitted with 8 Nos 63A TP+N 25KA MCCB | ELECTRICAL | No | Yes |  |  |  | Indoor, 415V, 3Ph, 4Wire, 50Hz | Aluminium colour, Sleeved Busbar | 4B cubicle floor mounting type | MCCB upto 250A shall be thermal magnetic release with tunable O/C (70-100%) & S/C (0.4-1 times) | IP54 Aluminium (minimum 2runs) with green paint |  | Nos
101002002 | 101002002047 | INCOMER : 1 No. 125A 4P 25KA MCCB OUTGOING: VTPN 8 way MCCB Distribution Cabinet fitted with 8 Nos. 40A 4P 10KA MCB. | ELECTRICAL | No | Yes |  |  |  | Indoor, 415V, 3Ph, 4Wire, 50Hz | Aluminium colour, Sleeved Busbar | 4B cubicle floor mounting type | MCCB upto 250A shall be thermal magnetic release with tunable O/C (70-100%) & S/C (0.4-1 times) | IP54 Aluminium (minimum 2runs) with green paint |  | Nos
101002002 | 101002002048 | INCOMER : 2 Nos. 100A 4P 25KA MCCB BUSCOUPLER: 1 No. 100A 4P 25KA MCCB OUTGOING: VTPN 8 way MCCB Distribution Cabinet fitted with 8 Nos. 40A TP+N 25KA MCCB. | ELECTRICAL | No | Yes |  |  |  | Indoor, 415V, 3Ph, 4Wire, 50Hz | Aluminium colour, Sleeved Busbar | 4B cubicle floor mounting type | MCCB upto 250A shall be thermal magnetic release with tunable O/C (70-100%) & S/C (0.4-1 times) | IP54 Aluminium (minimum 2runs) with green paint |  | Nos
101002002 | 101002002049 | INCOMING: 1 No. 63A MCCB. OUTGOING: 1 No. 32-63A TPN 30mA RCBO to control lift main power & 1 No 20A TPN MCB . 1 No. 16A DP MCB to control 1 No. 16A plug & socket in lift pit & 2 Nos of 6A SP MCB to control lift pit light & lift car. 1 No. 16A concealed / surface mounted plug & socket controlled by 1 No. 6A/16A SP switch with wiring by 3 runs of 2.5 Sqmm in a suitable size ERW conduit pipe/ concealed PVC conduit pipe with all accessories. | ELECTRICAL | No | Yes |  |  |  | Indoor, 415V, 3Ph, 4Wire, 50Hz | Aluminium colour, Sleeved Busbar | 4B cubicle floor mounting type | MCCB upto 250A shall be thermal magnetic release with tunable O/C (70-100%) & S/C (0.4-1 times) | IP54 Aluminium (minimum 2runs) with green paint |  | Nos
101002002 | 101002002050 | INCOMER : 1 No. 63A TP+N 25KA MCCB OUTGOING: VTPN 6 way MCB Distribution Cabinet fitted with 6 Nos. 40A TP+N 10KA MCB. | ELECTRICAL | No | Yes |  |  |  | Indoor, 415V, 3Ph, 4Wire, 50Hz | Aluminium colour, Sleeved Busbar | 4B cubicle floor mounting type | MCCB upto 250A shall be thermal magnetic release with tunable O/C (70-100%) & S/C (0.4-1 times) | IP54 Aluminium (minimum 2runs) with green paint |  | Nos
101002002 | 101002002051 | INCOMER : 1 No. 160A TP+N 25KA MCCB OUTGOING: VTPN 12 way MCB Distribution Cabinet fitted with 12 Nos. 63A TP+N 25KA MCCB. | ELECTRICAL | No | Yes |  |  |  | Indoor, 415V, 3Ph, 4Wire, 50Hz | Aluminium colour, Sleeved Busbar | 4B cubicle floor mounting type | MCCB upto 250A shall be thermal magnetic release with tunable O/C (70-100%) & S/C (0.4-1 times) | IP54 Aluminium (minimum 2runs) with green paint |  | Nos
101002002 | 101002002052 | INCOMER :1 No. 2500A TP+N 50KA ACB OUTGOING:3 Nos. 1000A TP+N 25KA MCCB.5 Nos. 800A TP+N 25KA MCCB.2 Nos. Space Provision for 800A MCCB. | ELECTRICAL | No | Yes |  |  |  | Indoor, 415V, 3Ph, 4Wire, 50Hz | Aluminium colour, Sleeved Busbar Cubicle floor mounting type 4B | Min. 2.5sqmm 1100V grade FRLS HR flexible multistrand copper wire | Colour of Control Wiring: As per IS 732 | IP54 |  | Nos
101002002 | 101002002053 | INCOMER : 1 No. 1000A TP+N 25KA MCCB OUTGOING:6 Nos. 250A TP+N 25KA MCCB. 2 Nos. 200A TP+N 25KA MCCB. | ELECTRICAL | No | Yes |  |  |  | Indoor, 415V, 3Ph, 4Wire, 50Hz | Aluminium colour, Sleeved Busbar Cubicle floor mounting type 4B | Min. 2.5sqmm 1100V grade FRLS HR flexible multistrand copper wire | Colour of Control Wiring: As per IS 732 | IP54 |  | Nos
101002002 | 101002002054 | INCOMER :1 No. 800A TP+N 25KA MCCB OUTGOING:3 Nos. 400A TP+N 25KA MCCB.1 Nos. 125A TP+N 25KA MCCB.6 Nos. 100A TP+N 25KA MCCB. | ELECTRICAL | No | Yes |  |  |  | Indoor, 415V, 3Ph, 4Wire, 50Hz | Aluminium colour, Sleeved Busbar Cubicle floor mounting type 4B | Min. 2.5sqmm 1100V grade FRLS HR flexible multistrand copper wire | Colour of Control Wiring: As per IS 732 | IP54 |  | Nos
101002002 | 101002002055 | INCOMER :1 No. 800A TP+N 25KA MCCB OUTGOING:3 Nos. 315A TP+N 25KA MCCB.1 No. 160A TP+N 25KA MCCB.1 No. 125A TP+N 25KA MCCB.4 Nos. 100A TP+N 25KA MCCB. | ELECTRICAL | No | Yes |  |  |  | Indoor, 415V, 3Ph, 4Wire, 50Hz | Aluminium colour, Sleeved Busbar Cubicle floor mounting type 4B | Min. 2.5sqmm 1100V grade FRLS HR flexible multistrand copper wire | Colour of Control Wiring: As per IS 732 | IP54 |  | Nos
101002002 | 101002002056 | INCOMER :1 No. 800A TP+N 25KA MCCB OUTGOING:3 Nos. 315A TP+N 25KA MCCB.3 Nos. 125A TP+N 25KA MCCB.6 Nos. 100A TP+N 25KA MCCB. | ELECTRICAL | No | Yes |  |  |  | Indoor, 415V, 3Ph, 4Wire, 50Hz | Aluminium colour, Sleeved Busbar Cubicle floor mounting type 4B | Min. 2.5sqmm 1100V grade FRLS HR flexible multistrand copper wire | Colour of Control Wiring: As per IS 732 | IP54 |  | Nos
101002002 | 101002002057 | INCOMER :1 No. 800A TP+N 25KA MCCB OUTGOING:2 Nos. 400A TP+N 25KA MCCB.2 Nos. 200A TP+N 25KA MCCB.5 Nos. 100A TP+N 25KA MCCB. | ELECTRICAL | No | Yes |  |  |  | Indoor, 415V, 3Ph, 4Wire, 50Hz | Aluminium colour, Sleeved Busbar Cubicle floor mounting type 4B | Min. 2.5sqmm 1100V grade FRLS HR flexible multistrand copper wire | Colour of Control Wiring: As per IS 732 | IP54 |  | Nos
101002002 | 101002002058 | INCOMER :1 No. 125A TP+N 25KA MCCB OUTGOING:VPTN 12WAY MCCB Distribution cabinet fitted with12 Nos. 40A TP+N 20KA MCCB. | ELECTRICAL | No | Yes |  |  |  | Indoor, 415V, 3Ph, 4Wire, 50Hz | Aluminium colour, Sleeved Busbar Cubicle floor mounting type 4B | Min. 2.5sqmm 1100V grade FRLS HR flexible multistrand copper wire | Colour of Control Wiring: As per IS 732 | IP54 |  | Nos
101002002 | 101002002059 | INCOMER :1 No. 160A TP+N 25KA MCCB OUTGOING:VPTN 12WAY MCCB Distribution cabinet fitted with12 Nos. 40A TP+N 20KA MCCB. | ELECTRICAL | No | Yes |  |  |  | Indoor, 415V, 3Ph, 4Wire, 50Hz | Aluminium colour, Sleeved Busbar Cubicle floor mounting type 4B | Min. 2.5sqmm 1100V grade FRLS HR flexible multistrand copper wire | Colour of Control Wiring: As per IS 732 | IP54 |  | Nos
101002002 | 101002002060 | INCOMER :1 No. 200A TP+N 25KA MCCB OUTGOING:VPTN 12WAY MCCB Distribution cabinet fitted with12 Nos. 40A TP+N 20KA MCCB. | ELECTRICAL | No | Yes |  |  |  | Indoor, 415V, 3Ph, 4Wire, 50Hz | Aluminium colour, Sleeved Busbar Cubicle floor mounting type 4B | Min. 2.5sqmm 1100V grade FRLS HR flexible multistrand copper wire | Colour of Control Wiring: As per IS 732 | IP54 |  | Nos
101002002 | 101002002061 | INCOMER :1 No. 250A TP+N 25KA MCCB OUTGOING:VPTN 12WAY MCCB Distribution cabinet fitted with2 Nos. 63A TP+N 20KA MCCB.10 Nos. 40A TP+N 20KA MCCB. | ELECTRICAL | No | Yes |  |  |  | Indoor, 415V, 3Ph, 4Wire, 50Hz | Aluminium colour, Sleeved Busbar Cubicle floor mounting type 4B | Min. 2.5sqmm 1100V grade FRLS HR flexible multistrand copper wire | Colour of Control Wiring: As per IS 732 | IP54 |  | Nos
101002002 | 101002002062 | INCOMER :1 No. 40A TP+N 20KA MCCB OUTGOING:VPTN 16WAY MCB Distribution cabinet fitted with16 Nos. 10A TP+N 10KA MCB. | ELECTRICAL | No | Yes |  |  |  | Indoor, 415V, 3Ph, 4Wire, 50Hz | Aluminium colour, Sleeved Busbar Cubicle floor mounting type 4B | Min. 2.5sqmm 1100V grade FRLS HR flexible multistrand copper wire | Colour of Control Wiring: As per IS 732 | IP54 |  | Nos
101002002 | 101002002063 | INCOMER :1 No. 40A TP+N 20KA MCCB OUTGOING:VPTN 12WAY MCB Distribution cabinet fitted with12 Nos. 10A TP+N 10KA MCB. | ELECTRICAL | No | Yes |  |  |  | Indoor, 415V, 3Ph, 4Wire, 50Hz | Aluminium colour, Sleeved Busbar Cubicle floor mounting type 4B | Min. 2.5sqmm 1100V grade FRLS HR flexible multistrand copper wire | Colour of Control Wiring: As per IS 732 | IP54 |  | Nos
101002002 | 101002002064 | SMB-3-3200T-1 is main SMB-4-3200T-1 is Distribution cabinet | ELECTRICAL | No | Yes |  |  |  | Indoor, 415V, 3Ph, 4Wire, 50Hz | Aluminium colour, Sleeved Busbar Cubicle floor mounting type 4B | Min. 2.5sqmm 1100V grade FRLS HR flexible multistrand copper wire | Colour of Control Wiring: As per IS 732 | IP54 |  | Nos
101002002 | 101002002065 | INCOMER :1 No. 400A TP+N 25KA MCCB OUTGOING:2 Nos. 250A TP+N 25KA MCCB.3 Nos. 100A TP+N 25KA MCCB.4 Nos. 40A TP+N 25KA MCCB. | ELECTRICAL | No | Yes |  |  |  | Indoor, 415V, 3Ph, 4Wire, 50Hz | Aluminium colour, Sleeved Busbar Cubicle floor mounting type 4B | Min. 2.5sqmm 1100V grade FRLS HR flexible multistrand copper wire | Colour of Control Wiring: As per IS 732 | IP54 |  | Nos
101002002 | 101002002066 | INCOMER :1 No. 800A TP+N 25KA MCCB OUTGOING:5 Nos. 250A TP+N 25KA MCCB.5 Nos. 200A TP+N 25KA MCCB. | ELECTRICAL | No | Yes |  |  |  | Indoor, 415V, 3Ph, 4Wire, 50Hz | Aluminium colour, Sleeved Busbar Cubicle floor mounting type 4B | Min. 2.5sqmm 1100V grade FRLS HR flexible multistrand copper wire | Colour of Control Wiring: As per IS 732 | IP54 |  | Nos
101002002 | 101002002067 | INCOMER :1 No. 250A TP+N 25KA MCCB OUTGOING:VPTN 12WAY MCCB Distribution cabinet fitted with3 Nos. 63A TP+N 25KA MCCB.9 Nos. 40A TP+N 25KA MCCB. | ELECTRICAL | No | Yes |  |  |  | Indoor, 415V, 3Ph, 4Wire, 50Hz | Aluminium colour, Sleeved Busbar Cubicle floor mounting type 4B | Min. 2.5sqmm 1100V grade FRLS HR flexible multistrand copper wire | Colour of Control Wiring: As per IS 732 | IP54 |  | Nos
101002002 | 101002002068 | INCOMER : 1 No. 250A TP+N 25KA MCCB OUTGOING: VPTN 12WAY MCCB Distribution cabinet fitted with 2 Nos. 63A TP+N 25KA MCCB.10 Nos. 40A TP+N 25KA MCCB. | ELECTRICAL | No | Yes |  |  |  | Indoor, 415V, 3Ph, 4Wire, 50Hz | Aluminium colour, Sleeved Busbar Cubicle floor mounting type 4B | Min. 2.5sqmm 1100V grade FRLS HR flexible multistrand copper wire | Colour of Control Wiring: As per IS 732 | IP54 |  | Nos
101002002 | 101002002069 | INCOMER :1 No. 63A TP+N 25KA MCCB OUTGOING: VPTN 12WAY MCB Distribution cabinet fitted with 12 Nos. 20A TP+N 10KA MCB. | ELECTRICAL | No | Yes |  |  |  | Indoor, 415V, 3Ph, 4Wire, 50Hz | Aluminium colour, Sleeved Busbar Cubicle floor mounting type 4B | Min. 2.5sqmm 1100V grade FRLS HR flexible multistrand copper wire | Colour of Control Wiring: As per IS 732 | IP54 |  | Nos
101002002 | 101002002070 | INCOMER : 1 No. 63A TP+N 25KA MCCB OUTGOING: VPTN 8WAY MCB Distribution cabinet fitted with 8 Nos. 20A TP+N 10KA MCB. | ELECTRICAL | No | Yes |  |  |  | Indoor, 415V, 3Ph, 4Wire, 50Hz | Aluminium colour, Sleeved Busbar Cubicle floor mounting type 4B | Min. 2.5sqmm 1100V grade FRLS HR flexible multistrand copper wire | Colour of Control Wiring: As per IS 732 | IP54 |  | Nos
101002002 | 101002002071 | SMB-2-840T-1 is main SMB-3-840T-1 is Distribution cabinet | ELECTRICAL | No | Yes |  |  |  | Indoor, 415V, 3Ph, 4Wire, 50Hz | Aluminium colour, Sleeved Busbar Cubicle floor mounting type 4B | Min. 2.5sqmm 1100V grade FRLS HR flexible multistrand copper wire | Colour of Control Wiring: As per IS 732 | IP54 |  | Nos
101002002 | 101002002072 | INCOMER : 1 No. 2000A TP+N 50KA ACB OUTGOING: 1 Nos. 800A TP+N 25KA MCCB. 7 Nos. 630A TP+N 25KA MCCB. | ELECTRICAL | No | Yes |  |  |  | Indoor, 415V, 3Ph, 4Wire, 50Hz | Aluminium colour, Sleeved Busbar Cubicle floor mounting type 4B | Min. 2.5sqmm 1100V grade FRLS HR flexible multistrand copper wire | Colour of Control Wiring: As per IS 732 | IP54 |  | Nos
101002002 | 101002002073 | INCOMER : 1 No. 2000A TP+N 50KA ACB OUTGOING: 1 Nos. 1000A TP+N 25KA MCCB. 7 Nos. 630A TP+N 25KA MCCB. | ELECTRICAL | No | Yes |  |  |  | Indoor, 415V, 3Ph, 4Wire, 50Hz | Aluminium colour, Sleeved Busbar Cubicle floor mounting type 4B | Min. 2.5sqmm 1100V grade FRLS HR flexible multistrand copper wire | Colour of Control Wiring: As per IS 732 | IP54 |  | Nos
101002002 | 101002002074 | INCOMER : 1 No. 630A TP+N 25KA MCCB OUTGOING: 2 No. 200A TP+N 25KA MCCB. 5 Nos. 160A TP+N 25KA MCCB. 1 Nos. 125A TP+N 25KA MCCB. | ELECTRICAL | No | Yes |  |  |  | Indoor, 415V, 3Ph, 4Wire, 50Hz | Aluminium colour, Sleeved Busbar Cubicle floor mounting type 4B | Min. 2.5sqmm 1100V grade FRLS HR flexible multistrand copper wire | Colour of Control Wiring: As per IS 732 | IP54 |  | Nos
101002002 | 101002002075 | INCOMER : 1 No. 100A TP+N 25KA MCCB OUTGOING: VPTN 12WAY MCCB Distribution cabinet fitted with12 Nos. 40A TP+N 25KA MCCB. | ELECTRICAL | No | Yes |  |  |  | Indoor, 415V, 3Ph, 4Wire, 50Hz | Aluminium colour, Sleeved Busbar Cubicle floor mounting type 4B | Min. 2.5sqmm 1100V grade FRLS HR flexible multistrand copper wire | Colour of Control Wiring: As per IS 732 | IP54 |  | Nos
101002002 | 101002002076 | INCOMER :1 No. 630A TP+N 25KA MCCB OUTGOING:6 Nos. 200A TP+N 25KA MCCB.1 No. 100A TP+N 25KA MCCB.3 Nos. 40A TP+N 25KA MCCB. | ELECTRICAL | No | Yes |  |  |  | Indoor, 415V, 3Ph, 4Wire, 50Hz | Aluminium colour, Sleeved Busbar Cubicle floor mounting type 4B | Min. 2.5sqmm 1100V grade FRLS HR flexible multistrand copper wire | Colour of Control Wiring: As per IS 732 | IP54 |  | Nos
101002002 | 101002002077 | INCOMER : 1 No. 100A TP+N 25KA MCCB OUTGOING: VPTN 18WAY MCB Distribution cabinet fitted with 18 Nos. 20A TP+N 10KA MCB. | ELECTRICAL | No | Yes |  |  |  | Indoor, 415V, 3Ph, 4Wire, 50Hz | Aluminium colour, Sleeved Busbar Cubicle floor mounting type 4B | Min. 2.5sqmm 1100V grade FRLS HR flexible multistrand copper wire | Colour of Control Wiring: As per IS 732 | IP54 |  | Nos
101002002 | 101002002078 | INCOMER :1 No. 400A TP+N 25KA MCCB OUTGOING: 2 Nos. 250A TP+N 25KA MCCB.3 Nos. 200A TP+N 25KA MCCB.3 Nos.63A TP+N 25KA MCCB. | ELECTRICAL | No | Yes |  |  |  | Indoor, 415V, 3Ph, 4Wire, 50Hz | Aluminium colour, Sleeved Busbar Cubicle floor mounting type 4B | Min. 2.5sqmm 1100V grade FRLS HR flexible multistrand copper wire | Colour of Control Wiring: As per IS 732 | IP54 |  | Nos
101002002 | 101002002079 | INCOMER : 1 No. 400A TP+N 25KA MCCB OUTGOING: 2 Nos. 250A TP+N 25KA MCCB.3 Nos. 200A TP+N 25KA MCCB.3 Nos .100A TP+N 25KA MCCB. | ELECTRICAL | No | Yes |  |  |  | Indoor, 415V, 3Ph, 4Wire, 50Hz | Aluminium colour, Sleeved Busbar Cubicle floor mounting type 4B | Min. 2.5sqmm 1100V grade FRLS HR flexible multistrand copper wire | Colour of Control Wiring: As per IS 732 | IP54 |  | Nos
101002002 | 101002002080 | INCOMER : 1 No.63A TP+N 25KA MCCB OUTGOING: VPTN 12WAY MCB Distribution cabinet fitted with12Nos. 32A TP+N 25KA MCCB. | ELECTRICAL | No | Yes |  |  |  | Indoor, 415V, 3Ph, 4Wire, 50Hz | Aluminium colour, Sleeved Busbar Cubicle floor mounting type 4B | Min. 2.5sqmm 1100V grade FRLS HR flexible multistrand copper wire | Colour of Control Wiring: As per IS 732 | IP54 |  | Nos
101002002 | 101002002081 | INCOMER : 1 No. 100A TP+N 25KA MCCB OUTGOING: VPTN 12WAY MCB Distribution cabinet fitted with 12Nos. 32A TP+N 25KA MCCB. | ELECTRICAL | No | Yes |  |  |  | Indoor, 415V, 3Ph, 4Wire, 50Hz | Aluminium colour, Sleeved Busbar Cubicle floor mounting type 4B | Min. 2.5sqmm 1100V grade FRLS HR flexible multistrand copper wire | Colour of Control Wiring: As per IS 732 | IP54 |  | Nos
101002002 | 101002002082 | SMB-GDC-AT.C1/1 is main SMB-GDC-AT.C1/2 Distribution cabinet | ELECTRICAL | No | Yes |  |  |  | Indoor, 415V, 3Ph, 4Wire, 50Hz | Aluminium colour, Sleeved Busbar Cubicle floor mounting type 4B | Min. 2.5sqmm 1100V grade FRLS HR flexible multistrand copper wire | Colour of Control Wiring: As per IS 732 | IP54 |  | Nos
101002002 | 101002002083 | INCOMER : 1 No. 630A TP+N 25KA MCCB OUTGOING: 4 Nos. 200A TP+N 25KA MCCB. 2 Nos. 63A TP+N 20KA MCCB. | ELECTRICAL | No | Yes |  |  |  | Indoor, 415V, 3Ph, 4Wire, 50Hz | Aluminium colour, Sleeved Busbar Cubicle floor mounting type 4B | Min. 2.5sqmm 1100V grade FRLS HR flexible multistrand copper wire | Colour of Control Wiring: As per IS 732 | IP54 |  | Nos
101002002 | 101002002084 | INCOMER : 1 No. 630A TP+N 25KA MCCB OUTGOING: 5 Nos. 200A TP+N 25KA MCCB.3 Nos. 63A TP+N 20KA MCCB. | ELECTRICAL | No | Yes |  |  |  | Indoor, 415V, 3Ph, 4Wire, 50Hz | Aluminium colour, Sleeved Busbar Cubicle floor mounting type 4B | Min. 2.5sqmm 1100V grade FRLS HR flexible multistrand copper wire | Colour of Control Wiring: As per IS 732 | IP54 |  | Nos
101002002 | 101002002085 | INCOMER :1 No. 400A TP+N 25KA MCCB OUTGOING: 4 Nos. 200A TP+N 25KA MCCB.4 Nos. 63A TP+N 20KA MCCB. | ELECTRICAL | No | Yes |  |  |  | Indoor, 415V, 3Ph, 4Wire, 50Hz | Aluminium colour, Sleeved Busbar Cubicle floor mounting type 4B | Min. 2.5sqmm 1100V grade FRLS HR flexible multistrand copper wire | Colour of Control Wiring: As per IS 732 | IP54 |  | Nos
101002002 | 101002002086 | INCOMER : 1 No. 63A TP+N 20KA MCCB OUTGOING: VPTN 8WAY MCCB Distribution cabinet fitted with 8 Nos. 20A TP+N 16KA MCCB. | ELECTRICAL | No | Yes |  |  |  | Indoor, 415V, 3Ph, 4Wire, 50Hz | Aluminium colour, Sleeved Busbar Cubicle floor mounting type 4B | Min. 2.5sqmm 1100V grade FRLS HR flexible multistrand copper wire | Colour of Control Wiring: As per IS 732 | IP54 |  | Nos
101002002 | 101002002087 | INCOMER : 1 No. 20A TP+N 10KA MCB OUTGOING: VPTN 6WAY MCB Distribution cabinet fitted with 6 Nos. 10A TP+N 10KA MCB. | ELECTRICAL | No | Yes |  |  |  | Indoor, 415V, 3Ph, 4Wire, 50Hz | Aluminium colour, Sleeved Busbar Cubicle floor mounting type 4B | Min. 2.5sqmm 1100V grade FRLS HR flexible multistrand copper wire | Colour of Control Wiring: As per IS 732 | IP54 |  | Nos
101002002 | 101002002088 | INCOMER : 1 No. 100A TP+N 25KA MCCB OUTGOING: VPTN 6WAY MCB Distribution cabinet fitted with 6 Nos. 63A TP+N 10KA MCB. | ELECTRICAL | No | Yes |  |  |  | Indoor, 415V, 3Ph, 4Wire, 50Hz | Aluminium colour, Sleeved Busbar Cubicle floor mounting type 4B | Min. 2.5sqmm 1100V grade FRLS HR flexible multistrand copper wire | Colour of Control Wiring: As per IS 732 | IP54 |  | Nos
101002002 | 101002002089 | INCOMER : 1 No. 63A TP+N 10KA MCB OUTGOING: VPTN 12WAY MCB Distribution cabinet fitted with 12Nos. 10A TP+N 10KA MCB. | ELECTRICAL | No | Yes |  |  |  | Indoor, 415V, 3Ph, 4Wire, 50Hz | Aluminium colour, Sleeved Busbar Cubicle floor mounting type 4B | Min. 2.5sqmm 1100V grade FRLS HR flexible multistrand copper wire | Colour of Control Wiring: As per IS 732 | IP54 |  | Nos
101002002 | 101002002090 | INCOMER :1 No. 1000A TP+N 25KA MCCB. OUTGOING: 6 Nos. 250A TP+N 20KA MCCB. 2 Nos. 63A TP+N 20KA MCCB. | ELECTRICAL | No | Yes |  |  |  | Indoor, 415V, 3Ph, 4Wire, 50Hz | Aluminium colour, Sleeved Busbar Cubicle floor mounting type 4B | Min. 2.5sqmm 1100V grade FRLS HR flexible multistrand copper wire | Colour of Control Wiring: As per IS 732 | IP54 |  | Nos
101002002 | 101002002091 | INCOMER :1 No. 63A TP+N 10KA MCB OUTGOING:VPTN 6WAY MCB Distribution cabinet fitted with3 Nos. 32A TP+N 10KA MCB. 3 Nos. 10A TP+N 10KA MCB. | ELECTRICAL | No | Yes |  |  |  | Indoor, 415V, 3Ph, 4Wire, 50Hz | Aluminium colour, Sleeved Busbar Cubicle floor mounting type 4B | Min. 2.5sqmm 1100V grade FRLS HR flexible multistrand copper wire | Colour of Control Wiring: As per IS 732 | IP54 |  | Nos
101002002 | 101002002092 | INCOMER : 1 No. 1000A TP+N 25KA MCCB . OUTGOING:4 Nos. 630A TP+N 25KA MCCB.2 Nos. 200A TP+N 25KA MCCB. | ELECTRICAL | No | Yes |  |  |  | Indoor, 415V, 3Ph, 4Wire, 50Hz | Aluminium colour, Sleeved Busbar Cubicle floor mounting type 4B | Min. 2.5sqmm 1100V grade FRLS HR flexible multistrand copper wire | Colour of Control Wiring: As per IS 732 | IP54 |  | Nos
101002002 | 101002002093 | INCOMER :1 No. 800A TP+N 25KA MCCB . OUTGOING: 4 Nos. 400A TP+N 25KA MCCB.4 Nos. 160A TP+N 25KA MCCB.2 Nos. 125A TP+N 25KA MCCB. | ELECTRICAL | No | Yes |  |  |  | Indoor, 415V, 3Ph, 4Wire, 50Hz | Aluminium colour, Sleeved Busbar Cubicle floor mounting type 4B | Min. 2.5sqmm 1100V grade FRLS HR flexible multistrand copper wire | Colour of Control Wiring: As per IS 732 | IP54 |  | Nos
101002002 | 101002002094 | INCOMER :1 No. 125A TP+N 25KA MCCB OUTGOING:VPTN 20WAY MCB Distribution cabinet fitted with6 Nos. 20A TP+N 10A MCB.4 Nos. 10A TP+N 10A MCB.10 Nos. 6A TP+N 10A MCB. | ELECTRICAL | No | Yes |  |  |  | Indoor, 415V, 3Ph, 4Wire, 50Hz | Aluminium colour, Sleeved Busbar Cubicle floor mounting type 4B | Min. 2.5sqmm 1100V grade FRLS HR flexible multistrand copper wire | Colour of Control Wiring: As per IS 732 | IP54 |  | Nos
101002002 | 101002002095 | INCOMER : 1 No. 100A TP+N 25KA MCCB OUTGOING: VPTN 12WAY MCCB Distribution cabinet fitted with 12Nos. 40A TP+N 20KA MCCB. | ELECTRICAL | No | Yes |  |  |  | Indoor, 415V, 3Ph, 4Wire, 50Hz | Aluminium colour, Sleeved Busbar Cubicle floor mounting type 4B | Min. 2.5sqmm 1100V grade FRLS HR flexible multistrand copper wire | Colour of Control Wiring: As per IS 732 | IP54 |  | Nos
101002002 | 101002002096 | INCOMER : 1 No. 800A TP+N 25KA MCCB OUTGOING: 2 Nos. 400A TP+N 25KA MCCB.3 Nos. 200A TP+N 25KA MCCB.2 Nos. 125A TP+N 25KA MCCB. 3 Nos. 100A TP+N 25KA MCCB. | ELECTRICAL | No | Yes |  |  |  | Indoor, 415V, 3Ph, 4Wire, 50Hz | Aluminium colour, Sleeved Busbar Cubicle floor mounting type 4B | Min. 2.5sqmm 1100V grade FRLS HR flexible multistrand copper wire | Colour of Control Wiring: As per IS 732 | IP54 |  | Nos
101002002 | 101002002097 | INCOMER : 1 No. 125A TP+N 25KA MCCB OUTGOING: VPTN 18WAY MCB Distribution cabinet fitted with 6 Nos. 20A TP+N 10KA MCB.8 Nos.10A TP+N 10KA MCB. 4 Nos. 6A TP+N 10KA MCB. | ELECTRICAL | No | Yes |  |  |  | Indoor, 415V, 3Ph, 4Wire, 50Hz | Aluminium colour, Sleeved Busbar Cubicle floor mounting type 4B | Min. 2.5sqmm 1100V grade FRLS HR flexible multistrand copper wire | Colour of Control Wiring: As per IS 732 | IP54 |  | Nos
101002002 | 101002002098 | INCOMER : 1 No. 125A TP+N 25KA MCCB OUTGOING: VPTN 18WAY MCB Distribution cabinet fitted with7 Nos. 10A TP+N 10KA MCB. 11 Nos. 6A TP+N 10KA MCB. | ELECTRICAL | No | Yes |  |  |  | Indoor, 415V, 3Ph, 4Wire, 50Hz | Aluminium colour, Sleeved Busbar Cubicle floor mounting type 4B | Min. 2.5sqmm 1100V grade FRLS HR flexible multistrand copper wire | Colour of Control Wiring: As per IS 732 | IP54 |  | Nos
101002002 | 101002002099 | INCOMER :1 No. 100A TP+N 25KA MCCB OUTGOING:VPTN 8WAY MCCB Distribution cabinet fitted with8 Nos. 40A TP+N 20KA MCCB. | ELECTRICAL | No | Yes |  |  |  | Indoor, 415V, 3Ph, 4Wire, 50Hz | Aluminium colour, Sleeved Busbar Cubicle floor mounting type 4B | Min. 2.5sqmm 1100V grade FRLS HR flexible multistrand copper wire | Colour of Control Wiring: As per IS 732 | IP54 |  | Nos
101002002 | 101002002100 | INCOMER :1No. 315A TP+N 36KA MCCB. OUTGOING: VPTN 6WAY MCCB Distribution cabinet fitted with 6 Nos. 125A TP+N 25KA MCCB. | ELECTRICAL | No | Yes |  |  |  | Indoor, 415V, 3Ph, 4Wire, 50Hz | Aluminium colour, Sleeved Busbar Cubicle floor mounting type 4B | Min. 2.5sqmm 1100V grade FRLS HR flexible multistrand copper wire | Colour of Control Wiring: As per IS 732 | IP54 |  | Nos
101002002 | 101002002101 | INCOMER : 1 No. 400A TP+N 25KA MCCB . OUTGOING: VPTN 10WAY MCCB Distribution cabinet fitted with 4 Nos. 63A TP+N 20KA MCCB. 6 Nos. 32A TP+N 20KA MCCB. | ELECTRICAL | No | Yes |  |  |  | Indoor, 415V, 3Ph, 4Wire, 50Hz | Aluminium colour, Sleeved Busbar Cubicle floor mounting type 4B | Min. 2.5sqmm 1100V grade FRLS HR flexible multistrand copper wire | Colour of Control Wiring: As per IS 732 | IP54 |  | Nos
101002002 | 101002002102 | INCOMER : 1 No. 200A TP+N 25KA MCCB . OUTGOING: VPTN 12WAY MCCB Distribution cabinet fitted with 12 Nos. 40A TP+N 20KA MCCB. | ELECTRICAL | No | Yes |  |  |  | Indoor, 415V, 3Ph, 4Wire, 50Hz | Aluminium colour, Sleeved Busbar Cubicle floor mounting type 4B | Min. 2.5sqmm 1100V grade FRLS HR flexible multistrand copper wire | Colour of Control Wiring: As per IS 732 | IP54 |  | Nos
101002002 | 101002002103 | INCOMER :1Nos. 1600A TP+N MDO 50KA ACB OUTGOING: 4 Nos. 1250A 4P MDO D/O 50KA ACB | ELECTRICAL | No | Yes |  |  |  | Indoor, 415V, 3Ph, 4Wire, 50Hz | Aluminium colour, Sleeved Busbar Cubicle floor mounting type 4B | Min. 2.5sqmm 1100V grade FRLS HR flexible multistrand copper wire | Colour of Control Wiring: As per IS 732 | IP54 |  | Nos
101002002 | 101002002104 | INCOMER: Suitable for 63A- 125A OUTGOING: VTP+N 8way MCCB Empty Distribution cabinet suitable to accommodate 8 Nos. TP+N MCCB upto 63-100A Outgoing | ELECTRICAL | No | Yes |  |  |  | Indoor, 415V, 3Ph, 4Wire, 50Hz | Aluminium colour, Sleeved Busbar Cubicle floor mounting type 4B | Min. 2.5sqmm 1100V grade FRLS HR flexible multistrand copper wire | Colour of Control Wiring: As per IS 732 | IP54 |  | Nos
101002002 | 101002002105 | INCOMER : Suitable for 160-250A OUTGOING:VTP+N 12way MCCB Empty Distribution cabinet suitable to accommodate 8 Nos. TP+N MCB upto 63-100A Outgoing | ELECTRICAL | No | Yes |  |  |  | Indoor, 415V, 3Ph, 4Wire, 50Hz | Aluminium colour, Sleeved Busbar Cubicle floor mounting type 4B | Min. 2.5sqmm 1100V grade FRLS HR flexible multistrand copper wire | Colour of Control Wiring: As per IS 732 | IP54 |  | Nos
101002002 | 101002002106 | INCOMER : Suitable for 63-250A OUTGOING:VTP+N 8way MCB Empty Distribution cabinet suitable to accommodate 8 Nos. TP+N MCB upto 32-63A Outgoing | ELECTRICAL | No | Yes |  |  |  | Indoor, 415V, 3Ph, 4Wire, 50Hz | Aluminium colour, Sleeved Busbar Cubicle floor mounting type 4B | Min. 2.5sqmm 1100V grade FRLS HR flexible multistrand copper wire | Colour of Control Wiring: As per IS 732 | IP54 |  | Nos
101002002 | 101002002107 | INCOMER : Suitable for 63-250A OUTGOING: VTP+N 12way MCB Empty Distribution cabinet suitable to accommodate 8 Nos. TP+N MCB upto 32-63A Outgoing | ELECTRICAL | No | Yes |  |  |  | Indoor, 415V, 3Ph, 4Wire, 50Hz | Aluminium colour, Sleeved Busbar Cubicle floor mounting type 4B | Min. 2.5sqmm 1100V grade FRLS HR flexible multistrand copper wire | Colour of Control Wiring: As per IS 732 | IP54 |  | Nos
101002 | 101002003 | TTA PANEL | ELECTRICAL | Yes | No | [9 empty] | Nos
101002003 | 101002003001 | TTA TYPE PANEL | ELECTRICAL | No | Yes |  |  |  | short circuit rating (80 KA/ SEC) | [5 empty] | Nos
101002 | 101002004 | UPS PANEL | ELECTRICAL | Yes | No | [9 empty] | Nos
101002004 | 101002004001 | UPS OUTGOING PANEL | ELECTRICAL | No | Yes |  |  |  | short circuit rating (50 KA/ SEC) | Copper Busbar |  |  |  |  | Nos
101002004 | 101002004002 | UPS ROOM PANEL -1 | ELECTRICAL | No | Yes |  |  |  | short circuit rating (40 KA/ SEC) | AL Busbar IP 65 |  |  |  |  | Nos
101002004 | 101002004003 | UPS ROOM PANEL | ELECTRICAL | No | Yes |  |  |  | short circuit rating (40 KA/ SEC) | AL Busbar IP 42 |  |  |  |  | Nos
101002004 | 101002004004 | UPS ROOM PANEL -1 | ELECTRICAL | No | Yes |  |  |  | 125 A 4P,MCCB | 63 A TPN MCCB |  |  |  |  | Nos
101002004 | 101002004005 | 40 KVA three phase 440V output | ELECTRICAL | No | Yes |  |  |  | on-line true sine wave type invertor | [5 empty] | Nos
101002004 | 101002004006 | 5 KVA three phase 440V output | ELECTRICAL | No | Yes |  |  |  | on-line true sine wave type invertor | [5 empty] | Nos
101002004 | 101002004007 | 5KVA inverter | ELECTRICAL | No | Yes |  |  |  | 230V single phase 3 wire Input single phase 230V output | [5 empty] | Nos
101002004 | 101002004008 | 2 x 30 KVA Input Harmonic current <3% | ELECTRICAL | No | Yes |  |  |  | Built in K13 isolation transformer | [5 empty] | Nos
101002004 | 101002004009 | 20 KVA Input Harmonic current <3% | ELECTRICAL | No | Yes |  |  |  | Built in K13 isolation transformer | [5 empty] | Nos
101002 | 101002005 | VENTILATION PANEL | ELECTRICAL | Yes | No | [9 empty] | Nos
101002005 | 101002005001 | VENTILATION PANEL short circuit rating (40 KA/ SEC) | ELECTRICAL | No | Yes |  |  |  | AL Busbar IP 65 | [5 empty] | Nos
101002005 | 101002005002 | VENTILATION PANEL 32 A TPN MCCB | ELECTRICAL | No | No | [9 empty] | Nos
101002 | 101002006 | BUS BAR PANEL - ALUMINIUM IP 42 | ELECTRICAL | Yes | No | [9 empty] | Nos
101002006 | 101002006001 | ME-SWG-603-A | ELECTRICAL | No | Yes |  |  |  | short circuit rating (65 KA/ SEC) | AL Busbar IP 42 |  |  |  |  | Nos
101002006 | 101002006002 | ME-ATS-603-01 A | ELECTRICAL | No | Yes |  |  |  | short circuit rating (65 KA/ SEC) | AL Busbar IP 42 |  |  |  |  | Nos
101002006 | 101002006003 | ME-SWG-604-01 A | ELECTRICAL | No | Yes |  |  |  | short circuit rating (50 KA/ SEC) | AL Busbar IP 42 |  |  |  |  | Nos
101002006 | 101002006004 | ME-SWG-604-01-B | ELECTRICAL | No | Yes |  |  |  | short circuit rating (50 KA/ SEC) | AL Busbar IP 42 |  |  |  |  | Nos
101002006 | 101002006005 | ME-SWG-BMS-01 | ELECTRICAL | No | Yes |  |  |  | short circuit rating (40 KA/ SEC) | AL Busbar IP 42 | Electrical and mechnical interlock |  |  |  | Nos
101002006 | 101002006006 | ME-SWG-CRAC-01-A | ELECTRICAL | No | Yes |  |  |  | short circuit rating (40 KA/ SEC) | AL Busbar IP 42 | ME-SWG-CRAC-01-B |  |  |  | Nos
101002006 | 101002006007 | ME-SWG-UTILITIES-01 | ELECTRICAL | No | Yes |  |  |  | short circuit rating (40 KA/ SEC) | AL Busbar IP 42 | Electrical and mechnical interlock |  |  |  | Nos
101002006 | 101002006008 | ME-SWG-CRAC-01-A | ELECTRICAL | No | Yes |  |  |  | short circuit rating (40 KA/ SEC) | AL Busbar IP 42 | ME-SWG-CRAC-01-B |  |  |  | Nos
101002006 | 101002006009 | ME-SWG-CRAC-01 | ELECTRICAL | No | Yes |  |  |  | short circuit rating (40 KA/ SEC) | AL Busbar IP 42 | Electrical interlock |  |  |  | Nos
101002006 | 101002006010 | ME-SWG-POWER-01 | ELECTRICAL | No | Yes |  |  |  | short circuit rating (40 KA/ SEC) | AL Busbar IP 42 | Electrical interlock |  |  |  | Nos
101002006 | 101002006011 | ME-SWG-CRAC-EL.RM-01 | ELECTRICAL | No | Yes |  |  |  | short circuit rating (40 KA/ SEC) | AL Busbar IP 42 | Electrical and mechnical interlock |  |  |  | Nos
101002006 | 101002006012 | ME-SWG-LTG-01-A | ELECTRICAL | No | Yes |  |  |  | short circuit rating (40 KA/ SEC) | AL Busbar IP 42 |  |  |  |  | Nos
101002006 | 101002006013 | ME-SWG-SP-01-A | ELECTRICAL | No | Yes |  |  |  | short circuit rating (40 KA/ SEC) | AL Busbar IP 42 |  |  |  |  | Nos
101002006 | 101002006014 | ME-SWG-PP-01-A | ELECTRICAL | No | Yes |  |  |  | short circuit rating (40 KA/ SEC) | AL Busbar IP 42 |  |  |  |  | Nos
101002006 | 101002006015 | ME-SWG-FF-01- | ELECTRICAL | No | Yes |  |  |  | short circuit rating (40 KA/ SEC) | AL Busbar IP 42 |  |  |  |  | Nos
101002006 | 101002006016 | ME-SWG-ELEVATOR-01 | ELECTRICAL | No | Yes |  |  |  | short circuit rating (40 KA/ SEC) | AL Busbar IP 42 | Electrical and mechnical interlock |  |  |  | Nos
101002006 | 101002006017 | ME-SWG-LTG-01 | ELECTRICAL | No | Yes |  |  |  | short circuit rating (40 KA/ SEC) | AL Busbar IP 42 | Electrical and mechnical interlock |  |  |  | Nos
101002006 | 101002006018 | ME-SWG-PP-01-B & C | ELECTRICAL | No | Yes |  |  |  | short circuit rating (40 KA/ SEC) | AL Busbar IP 42 |  |  |  |  | Nos
101002006 | 101002006019 | ME-SWG-SP-01-B & C | ELECTRICAL | No | Yes |  |  |  | short circuit rating (40 KA/ SEC) | AL Busbar IP 42 |  |  |  |  | Nos
101002006 | 101002006020 | L1-SWG-CRAC-01-A | ELECTRICAL | No | Yes |  |  |  | short circuit rating (40 KA/ SEC) | AL Busbar IP 42 |  |  |  |  | Nos
101002 | 101002007 | BUS BAR PANEL | ELECTRICAL | Yes | No | [9 empty] | Nos
101002007 | 101002007001 | TERRACE FLOOR PRESSURISATION PANEL | ELECTRICAL | No | Yes |  |  |  | short circuit rating (40 KA/ SEC) | AL Busbar IP 65 |  |  |  |  | Nos
101002007 | 101002007002 | SMOKE EXTRACTION PANEL | ELECTRICAL | No | Yes |  |  |  | short circuit rating (40 KA/ SEC) | AL Busbar IP 65 |  |  |  |  | Nos
101002007 | 101002007003 | VRF OUTDOOR UNIT PANEL | ELECTRICAL | No | Yes |  |  |  | short circuit rating (40 KA/ SEC) | AL Busbar IP 65 |  |  |  |  | Nos
101002007 | 101002007004 | VRF OUTDOOR UNIT PANEL FOR CORRIDORS | ELECTRICAL | No | Yes |  |  |  | short circuit rating (40 KA/ SEC) | AL Busbar IP 65 |  |  |  |  | Nos
101002007 | 101002007005 | DX PANEL | ELECTRICAL | No | Yes |  |  |  | short circuit rating (40 KA/ SEC) | AL Busbar IP 65 |  |  |  |  | Nos
101002 | 101002008 | MECHANICAL PANEL | ELECTRICAL | Yes | No | [9 empty] | Nos
101002008 | 101002008001 | MECHANICAL MAIN LT- PANEL | ELECTRICAL | No | Yes |  |  |  | short circuit rating (65 KA/ SEC) | AL Busbar |  |  |  |  | Nos
101002008 | 101002008002 | ME-ATS-TERRACE | ELECTRICAL | No | Yes |  |  |  | 1250A , 50KA | [5 empty] | Nos
101002008 | 101002008003 | VARIABLE PRIPARY PUMP PANEL | ELECTRICAL | No | No | [9 empty] | Nos
101002008 | 101002008004 | CRCA Panel | ELECTRICAL | No | No | [9 empty] | Nos
101002 | 101002009 | PRESSURE PANEL | ELECTRICAL | Yes | No | [9 empty] | Nos
101002009 | 101002009001 | PRESSURISATION PANEL 63 A TPN MCCB | ELECTRICAL | No | No | [9 empty] | Nos
101002009 | 101002009002 | PRESSURISATION PANEL 32A TPN MCCB | ELECTRICAL | No | No | [9 empty] | Nos
101002 | 101002010 | DUCT PANEL | ELECTRICAL | Yes | No | [9 empty] | Nos
101002010 | 101002010001 | SMOKE EXTRACTION PANEL 32 A TPN MCCB | ELECTRICAL | No | No | [9 empty] | Nos
101002010 | 101002010002 | VRF OUTDOOR UNIT PANEL 100 A TPN MCCB | ELECTRICAL | No | No | [9 empty] | Nos
101002010 | 101002010003 | VRF OUTDOOR UNIT PANEL 63A TPN MCCB | ELECTRICAL | No | No | [9 empty] | Nos
101002010 | 101002010004 | DX PANEL -160 A TPN MCCB | ELECTRICAL | No | No | [9 empty] | Nos
101002010 | 101002010005 | VRF OUTDOOR UNIT (IP-65) ELECTRICAL PANEL | ELECTRICAL | No | Yes |  |  |  | BMS compatible | Self extinguishing clean agent based system |  |  |  |  | Nos
101002010 | 101002010006 | CONTROL PANEL (IP-65) | ELECTRICAL | No | Yes |  |  |  | BMS compatible | 1 mt extended canopy on top, Steel steps for maintanance | cabling upto Air washer units and exhaust air cabinet | Self extinguishing clean agent based system. |  |  | Nos
101002 | 101002011 | PDB PANEL | ELECTRICAL | Yes | No | [9 empty] | Nos
101002011 | 101002011001 | PDB Panel 16G (2 mm min) M.S sheet | ELECTRICAL | No | Yes | Power Cables -CCI/Universal/RPG. Conduit ERW - ISI/as per IS Standard Contactors & Overload Relays -Siemens/ABB/Schneider Voltmeter/Ammeter - Siemens/Schneider CT/PT Transformer -Pragati/ECS Switch Gears -Siemens/ABB/Schneider Cable Trays- ISI/As per IS Standard Indicating Lamps -Teknic Clean agent- Ceasefire/minimax |  |  | cubical type | floor mounted | Self extinguishing clean agent based system. |  |  |  | Nos
101002011 | 101002011002 | Incomer- 63A 4P MCB [10KA]-1 No | ELECTRICAL | No | Yes | Legrand/ABB/Schneider/Siemens (phase segregated, Vertical type) |  |  | Outgoing-40A DP AFD [10KA] [SUB INCOMER]-3 Nos 16A SP MCB [10KA] [SUB OUT GOING]-24 Nos | [5 empty] | Nos
101002011 | 101002011003 | Incomer-1 no 63A 4P MCB [10KA]-1 No | ELECTRICAL | No | Yes | Legrand/ABB/Schneider/Siemens (phase segregated, Vertical type) |  |  | Outgoing 63A DP RCCB [100mA] [10KA] [SUB INCOMER]-3 Nos 16A SP MCB [10KA] [SUB OUT GOING]-24 Nos | [5 empty] | Nos
101002011 | 101002011004 | 63A TPN MCB | ELECTRICAL | No | Yes | LEGRAND/FIBOX/HENSEL |  |  | 40A DP ELCB | 3Phase MCB DB | 6x16A SP MCB per phase |  |  |  | Nos
101002011 | 101002011005 | 32A FP MCB | ELECTRICAL | No | Yes | LEGRAND/FIBOX/HENSEL |  |  | 4Way SPN DB | [5 empty] | Nos
101002011 | 101002011006 | 16A DP ELCB | ELECTRICAL | No | Yes | LEGRAND/FIBOX/HENSEL |  |  | 1-Phase MCB DB | (16A I/C-DP ELCB +4x10A O/G-SP MCB) |  |  |  |  | Nos
101002011 | 101002011007 | 1 phase, 230V,3 pin, 6/16A power socket | ELECTRICAL | No | Yes | LEGRAND/FIBOX/HENSEL | [8 empty] | Nos
101002011 | 101002011008 | 1X63A Fp Mcb (I/C), 2X32A Tpn, 2x16A SPN (O/G) | ELECTRICAL | No | Yes | LEGRAND/FIBOX/HENSEL |  |  | Individual Rcbo Control | Multi Receptacle System (IP44) |  |  |  |  | Nos
101002011 | 101002011009 | 3 PHASE, 415 V, 32A, 3P+N+E WITH MCB | ELECTRICAL | No | Yes | LEGRAND/FIBOX/HENSEL |  |  | rating from 16 A to 63 A in 2P+E, 3P+E, 3P+N+E | IK 09 protection as per 62262 IP44 and IP66/67 protection | Plastic with self extinguishing property temp capacity of 850 º C | surface mounting box IP 44 with DIN rail for 5 module DX3 protection | Plug & Socket shall conforms to IEC 60309-1 & 2. |  | Nos
101002011 | 101002011010 | 1 PHASE, 240 V, 16A, 2P+E WITH MCB | ELECTRICAL | No | Yes | LEGRAND/FIBOX/HENSEL |  |  | rating from 16 A to 63 A in 2P+E, 3P+E, 3P+N+E | IK 09 protection as per 62262 IP44 and IP66/67 protection | Plastic with self extinguishing property temp capacity of 850 º C | surface mounting box IP 44 with DIN rail for 5 module DX3 protection | Plug & Socket shall conforms to IEC 60309-1 & 2. |  | Nos
101002011 | 101002011011 | 5 numbers, 6A switch and 1 number 6/16A power socket controlled by 16A switch | ELECTRICAL | No | Yes | North-west (Wipro)/ Anchor/Legrand |  |  | Sockets mechanisms IS 1293 | tested for 1,00,000 operations | Modular Fan regulator IS 11037 | termination screws captive type | IS 3854:1997 |  | Nos
101002011 | 101002011012 | 4 numbers, 6A switch and 1 number 6/16A power socket controlled by 16A switch | ELECTRICAL | No | Yes | North-west (Wipro)/ Anchor/Legrand |  |  | Sockets mechanisms IS 1293 | tested for 1,00,000 operations | Modular Fan regulator IS 11037 | termination screws captive type | IS 3854:1997 |  | Nos
101002011 | 101002011013 | 3 numbers, 6A switch and 1 number 6/16A power socket controlled by 16A switch | ELECTRICAL | No | Yes | North-west (Wipro)/ Anchor/Legrand |  |  | Sockets mechanisms IS 1293 | tested for 1,00,000 operations | Modular Fan regulator IS 11037 | termination screws captive type | IS 3854:1997 |  | Nos
101002011 | 101002011014 | 2 numbers, 6A switch and 1 number 6/16A power socket controlled by 16A switch | ELECTRICAL | No | Yes | North-west (Wipro)/ Anchor/Legrand |  |  | Sockets mechanisms IS 1293 | tested for 1,00,000 operations | Modular Fan regulator IS 11037 | termination screws captive type | IS 3854:1997 |  | Nos
101002011 | 101002011015 | 1 numbers, 6A switch and 1 number 6/16A power socket controlled by 16A switch | ELECTRICAL | No | Yes | North-west (Wipro)/ Anchor/Legrand |  |  | Sockets mechanisms IS 1293 | tested for 1,00,000 operations | Modular Fan regulator IS 11037 | termination screws captive type | IS 3854:1997 |  | Nos
101002011 | 101002011016 | 230V, 11 No. 6A switch + 7 Nos Fan regulator | ELECTRICAL | No | Yes | North-west (Wipro)/ Anchor/Legrand |  |  | Sockets mechanisms IS 1293 | tested for 1,00,000 operations | Modular Fan regulator IS 11037 | termination screws captive type | IS 3854:1997 |  | Nos
101002011 | 101002011017 | 230V, 5 No. 6A switch + 2 Nos Fan regulator | ELECTRICAL | No | Yes | North-west (Wipro)/ Anchor/Legrand |  |  | Sockets mechanisms IS 1293 | tested for 1,00,000 operations | Modular Fan regulator IS 11037 | termination screws captive type | IS 3854:1997 |  | Nos
101002011 | 101002011018 | 230V, 4 No. 6A switch + 2 Nos Fan regulator | ELECTRICAL | No | Yes | North-west (Wipro)/ Anchor/Legrand |  |  | Sockets mechanisms IS 1293 | tested for 1,00,000 operations | Modular Fan regulator IS 11037 | termination screws captive type | IS 3854:1997 |  | Nos
101002011 | 101002011019 | 6A, 230V,7 switch module | ELECTRICAL | No | Yes | North-west (Wipro)/ Anchor/Legrand |  |  | Sockets mechanisms IS 1293 | tested for 1,00,000 operations | Modular Fan regulator IS 11037 | termination screws captive type | IS 3854:1997 |  | Nos
101002011 | 101002011020 | 6A, 230V, 5 switch module | ELECTRICAL | No | Yes | North-west (Wipro)/ Anchor/Legrand |  |  | Sockets mechanisms IS 1293 | tested for 1,00,000 operations | Modular Fan regulator IS 11037 | termination screws captive type | IS 3854:1997 |  | Nos
101002011 | 101002011021 | 6A, 230V, 4 switch module | ELECTRICAL | No | Yes | North-west (Wipro)/ Anchor/Legrand |  |  | Sockets mechanisms IS 1293 | tested for 1,00,000 operations | Modular Fan regulator IS 11037 | termination screws captive type | IS 3854:1997 |  | Nos
101002011 | 101002011022 | 6A, 230V, 3 switch module | ELECTRICAL | No | Yes | North-west (Wipro)/ Anchor/Legrand |  |  | Sockets mechanisms IS 1293 | tested for 1,00,000 operations | Modular Fan regulator IS 11037 | termination screws captive type | IS 3854:1997 |  | Nos
101002011 | 101002011023 | 6A, 230V, 2 switch module | ELECTRICAL | No | Yes | North-west (Wipro)/ Anchor/Legrand |  |  | Sockets mechanisms IS 1293 | tested for 1,00,000 operations | Modular Fan regulator IS 11037 | termination screws captive type | IS 3854:1997 |  | Nos
101002011 | 101002011024 | 6A, 230V, 1 switch module | ELECTRICAL | No | Yes | North-west (Wipro)/ Anchor/Legrand |  |  | Sockets mechanisms IS 1293 | tested for 1,00,000 operations | Modular Fan regulator IS 11037 | termination screws captive type | IS 3854:1997 |  | Nos
101002011 | 101002011025 | MULTISTANDARD SOCKET UNIVERSAL TYPE-6/10/13 A -2/3 PIN - 2 MODULE- 1 NOS. WITH 16 A-SP -1 WAY SWITCH - 1 MODULE - 1 NOS (RAW) | ELECTRICAL | No | Yes | North-west (Wipro)/ Anchor/Legrand |  |  | Sockets mechanisms IS 1293 | tested for 1,00,000 operations | Modular Fan regulator IS 11037 | termination screws captive type | IS 3854:1997 |  | Nos
101002011 | 101002011026 | MULTISTANDARD SOCKET UNIVERSAL TYPE-6/10/13 A -2/3 PIN - 2 MODULE- 2 NOS. WITH 16 A-SP-1 WAY SWITCH -1 MODULE - 2 NOS (RAW) | ELECTRICAL | No | Yes | North-west (Wipro)/ Anchor/Legrand |  |  | Sockets mechanisms IS 1293 | tested for 1,00,000 operations | Modular Fan regulator IS 11037 | termination screws captive type | IS 3854:1997 |  | Nos
101002011 | 101002011027 | Socket shuttered - 6 A - 2/3 pin -universal India - 2 module – 2 Nos. with 16 A - SP - 1 way switch - 1 module-1 No for Computer | ELECTRICAL | No | Yes | North-west (Wipro)/ Anchor/Legrand |  |  | Sockets mechanisms IS 1293 | tested for 1,00,000 operations | Modular Fan regulator IS 11037 | termination screws captive type | IS 3854:1997 |  | Nos
101002011 | 101002011028 | 4 Tier 56 Module Flexi Distribution Board DD | ELECTRICAL | No | Yes | Schneider / A9HFD456 |  |  | 3 Pole Mcb's |  |  |  | IP 43 & IK 09 |  | Nos
101002011 | 101002011029 | CONTROL PANEL | ELECTRICAL | No | Yes |  |  |  | 32A TPN MCB incomer 32A TP AC2 contactor | outdoor type | floor mounted standing type |  |  |  | Nos
101002 | 101002012 | MCB PANEL | ELECTRICAL | Yes | No | [9 empty] | Nos
101002012 | 101002012001 | 63A 3 Pole MCB. | ELECTRICAL | No | No | [9 empty] | Nos
101002012 | 101002012002 | 16A 2 Pole MCB. | ELECTRICAL | No | No | [9 empty] | Nos
101002012 | 101002012003 | 6A 1 Pole MCB | ELECTRICAL | No | No | [9 empty] | Nos
101 | 101003 | FAN | ELECTRICAL | Yes | No | [9 empty] | Nos
101003 | 101003001 | Ventilation | ELECTRICAL | Yes | No | [9 empty] | Nos
101003001 | 101003001001 | Ventiltion Fan LCP Type 1 | ELECTRICAL | No | Yes |  |  |  | single phase transformer | 2.2 to 3.7 kW. |  |  |  |  | Nos
101003001 | 101003001002 | Ventiltion Fan LCP Type 2 | ELECTRICAL | No | Yes |  |  |  | single phase transformer | 5.5 kW. |  |  |  |  | Nos
101003001 | 101003001003 | Ventiltion Fan LCP Type 3 | ELECTRICAL | No | Yes |  |  |  | single phase transformer | 11 kW | withSTAR DELTA starter |  |  |  | Nos
101003001 | 101003001004 | Ventiltion Fan LCP Type 4 | ELECTRICAL | No | Yes |  |  |  | single phase transformer | 0.5 kW to 1.5 kW. | withSTAR DELTA starter |  |  |  | Nos
101003001 | 101003001005 | Ventiltion Fan LCP Type 1 with DOL starter | ELECTRICAL | No | Yes |  |  |  | 2.2 to 3.7 kW | [5 empty] | Nos
101003001 | 101003001006 | Ventiltion Fan LCP Type 1 with DOL starter | ELECTRICAL | No | Yes |  |  |  | 0.5 kW to 1.5 kW | [5 empty] | Nos
101003001 | 101003001007 | Ventiltion Fan LCP Type 1 with DOL starter | ELECTRICAL | No | Yes |  |  |  | 5.5 kW | [5 empty] | Nos
101003 | 101003002 | WALL MOUNT FAN | ELECTRICAL | Yes | No | [9 empty] | Nos
101003002 | 101003002001 | FAN WALL UNIT SERVER HALL 250 A TPN MCCB | ELECTRICAL | No | No | [9 empty] | Nos
101003002 | 101003002002 | FAN WALL UNIT SERVER HALL 63 A TPN MCCB | ELECTRICAL | No | No | [9 empty] | Nos
101003 | 101003003 | DIDW FAN | ELECTRICAL | Yes | No | [9 empty] | Nos
101003003 | 101003003001 | DIDW GI FAN 80000 cfm capacity with 80 mm static pressure | ELECTRICAL | No | Yes | Nicotra/ Greenheck/ Dyna |  |  | forward curved | 18G galvanised sheet having flanged and bolted panel | depth 200 mm & face velocity across the fill shall be limited to 152 MPM |  |  |  | Nos
101003003 | 101003003002 | DIDW GI FAN 40000 cfm capacity with 80 mm static pressure | ELECTRICAL | No | Yes | Nicotra/ Greenheck/ Dyna |  |  | forward curved | 18G galvanised sheet having flanged and bolted panel | depth 200 mm & face velocity across the fill shall be limited to 152 MPM |  |  |  | Nos
101003 | 101003004 | EXHAUST FAN | ELECTRICAL | Yes | No | [9 empty] | Nos
101003004 | 101003004001 | EXHAUST FAN 50000 cfm capacity with 80 mm static pressure | ELECTRICAL | No | No | [9 empty] | Nos
101003004 | 101003004002 | Exhaust fan of dia 600mm | ELECTRICAL | No | No | [9 empty] | Nos
101003004 | 101003004003 | light duty exhaust fan 12''(300mm), 1350rpm,1phase | ELECTRICAL | No | Yes | GreenBerg/Airzone |  |  | mounting frame and louvers | [5 empty] | Nos
101003004 | 101003004004 | 300 mm dia | ELECTRICAL | No | Yes | GreenBerg/Airzone |  |  | double ball bearing with grill/louvers | [5 empty] | Nos
101003004 | 101003004005 | 450mm dia | ELECTRICAL | No | No | [9 empty] | Nos
101003004 | 101003004006 | 900mm dia | ELECTRICAL | No | No | [9 empty] | Nos
101003 | 101003005 | INLINE AIR FAN UNIT | ELECTRICAL | Yes | No | [9 empty] | Nos
101003005 | 101003005001 | Inline Air Fan Unit Circular Inline Fan -470 CFM @ 25 mm WG | ELECTRICAL | No | Yes | Nicotra / Ostberg / Dyna | [8 empty] | Nos
101003005 | 101003005002 | Inline Air Fan Unit Circular Inline Fan -376 CFM @ 25 mm WG | ELECTRICAL | No | Yes | Nicotra / Ostberg / Dyna | [8 empty] | Nos
101003005 | 101003005003 | Inline Air Fan Unit Circular Inline Fan -445 CFM @ 25 mm WG | ELECTRICAL | No | Yes | Nicotra / Ostberg / Dyna | [8 empty] | Nos
101003005 | 101003005004 | Inline Air Fan Unit Circular Inline Fan -355 CFM @ 25 mm WG | ELECTRICAL | No | Yes | Nicotra / Ostberg / Dyna | [8 empty] | Nos
101003005 | 101003005005 | Inline Air Fan Unit Circular Inline Fan -525 CFM @ 25 mm WG | ELECTRICAL | No | Yes | Nicotra / Ostberg / Dyna | [8 empty] | Nos
101003005 | 101003005006 | Inline Air Fan Unit Circular Inline Fan -420 CFM @ 25 mm WG | ELECTRICAL | No | Yes | Nicotra / Ostberg / Dyna | [8 empty] | Nos
101003005 | 101003005007 | Inline Air Fan Unit Circular Inline Fan -392 CFM @ 25 mm WG | ELECTRICAL | No | Yes | Nicotra / Ostberg / Dyna | [8 empty] | Nos
101003005 | 101003005008 | Inline Air Fan Unit Circular Inline Fan -600 CFM @ 25 mm WG | ELECTRICAL | No | Yes | Nicotra / Ostberg / Dyna | [8 empty] | Nos
101003005 | 101003005009 | Inline Air Fan Unit Circular Inline Fan -480 CFM @ 25 mm WG | ELECTRICAL | No | Yes | Nicotra / Ostberg / Dyna | [8 empty] | Nos
101003005 | 101003005010 | Inline Air Fan Unit Circular Inline Fan -520 CFM @ 25 mm WG | ELECTRICAL | No | Yes | Nicotra / Ostberg / Dyna | [8 empty] | Nos
101003005 | 101003005011 | Inline Air Fan Unit Circular Inline Fan -415 CFM @ 25 mm WG | ELECTRICAL | No | Yes | Nicotra / Ostberg / Dyna | [8 empty] | Nos
101003005 | 101003005012 | Inline Air Fan Unit Circular Inline Fan -495 CFM @ 25 mm WG | ELECTRICAL | No | Yes | Nicotra / Ostberg / Dyna | [8 empty] | Nos
101003005 | 101003005013 | Inline Air Fan Unit Circular Inline Fan -395 CFM @ 25 mm WG | ELECTRICAL | No | Yes | Nicotra / Ostberg / Dyna | [8 empty] | Nos
101003005 | 101003005014 | Inline Air Fan Unit Circular Inline Fan -490 CFM @ 25 mm WG | ELECTRICAL | No | Yes | Nicotra / Ostberg / Dyna | [8 empty] | Nos
101003 | 101003006 | CEILING FANS | ELECTRICAL | Yes | No | [9 empty] | Nos
101003006 | 101003006001 | (48'') 1200mm sweep ceiling fan | ELECTRICAL | No | Yes | GreenBerg/Airzone | [8 empty] | Nos
101003006 | 101003006002 | oscillating type 30-inch BLDC | ELECTRICAL | No | Yes | GreenBerg |  |  | SS Mesh to cover fan both side | SS Chain in double layer to hold the fan | Power Supply will be controlled by 4M 16 A Switch socket |  |  |  | Nos
101003006 | 101003006003 | 1400mm Sweep | ELECTRICAL | No | Yes |  |  |  | Min 4 Star rated | ceiling fan |  |  |  |  | Nos
101003006 | 101003006004 | 1300-1400 mm Sweep | ELECTRICAL | No | Yes | JCB Airtech |  |  | < 320 RPM, 80watts, air delivery 250-300CFM | ceiling fan |  |  |  |  | Nos
101003 | 101003007 | FLOOR MOUNTING FAN | ELECTRICAL | Yes | No | [9 empty] | Nos
101003007 | 101003007001 | 400 to 450 mm | ELECTRICAL | No | Yes |  |  |  | aluminium blade | chrome plated guard |  |  |  |  | Nos
101003 | 101003008 | REGULATOR | ELECTRICAL | Yes | No | [9 empty] | Nos
101003008 | 101003008001 | Regulator 100 W | ELECTRICAL | No | Yes |  |  |  | step type Electronic regulator | [5 empty] | Nos
101 | 101004 | ISOLATOR | ELECTRICAL | Yes | No | [9 empty] | Nos
101004 | 101004001 | ISOLATOR 25A 3P MCCB | ELECTRICAL | No | No | [9 empty] | Nos
101004 | 101004002 | ISOLATOR 32A 3P MCCB | ELECTRICAL | No | No | [9 empty] | Nos
101004 | 101004003 | ISOLATOR 63A 3P MCCB | ELECTRICAL | No | No | [9 empty] | Nos
101004 | 101004004 | ISOLATOR 100A TPN MCCB | ELECTRICAL | No | No | [9 empty] | Nos
101004 | 101004005 | ISOLATOR 125A TPN MCCB | ELECTRICAL | No | No | [9 empty] | Nos
101004 | 101004006 | ISOLATOR 32A TPN MCCB | ELECTRICAL | No | No | [9 empty] | Nos
101004 | 101004007 | Input 63A FP MCCB | ELECTRICAL | No | Yes | Emerson, Fuji Electric Battery - AMRON/EXIDE |  |  | 20KVA TPN in put and TPN out pu | true RMS On line type |  |  |  |  | Nos
101004 | 101004008 | Input 63A FP MCCB | ELECTRICAL | No | Yes | Emerson, Fuji Electric Battery - AMRON/EXIDE |  |  | 10KVA TPN in put and TPN out put | true RMS On line type |  |  |  |  | Nos
101004 | 101004009 | 1 No. 125A TPN MCCB (25 KA) as incomer | ELECTRICAL | No | Yes | Legrand/ABB/Schneider/Siemens (phase segregated, Vertical type) |  |  | 12 Nos. 20A TP MCB for outgoings | [5 empty] | Nos
101004 | 101004010 | 1 No. 125A TPN MCCB (25 KA) as incomer | ELECTRICAL | No | Yes | Legrand/ABB/Schneider/Siemens (phase segregated, Vertical type) |  |  | 24 Nos.10 A SP MCB for outgoings 24 Nos. 20 A SP MCB for outgoings | [5 empty] | Nos
101004 | 101004011 | 800A TP+N 50KA MCCB | ELECTRICAL | No | Yes |  |  |  | LOCAL ISOLATOR | [5 empty] | Nos
101004 | 101004012 | 630A TP+N 50KA MCCB | ELECTRICAL | No | Yes |  |  |  | LOCAL ISOLATOR | [5 empty] | Nos
101004 | 101004013 | 630A TP+N 50KA MCCB | ELECTRICAL | No | Yes |  |  |  | LOCAL ISOLATOR | OUTDOOR TYPE |  |  |  |  | Nos
101004 | 101004014 | 400A TP+N 25KA MCCB | ELECTRICAL | No | Yes |  |  |  | LOCAL ISOLATOR | [5 empty] | Nos
101004 | 101004015 | 250A TP+N 25KA MCCB | ELECTRICAL | No | Yes |  |  |  | R,Y & B LED type indicating lamps. | [5 empty] | Nos
101004 | 101004016 | 200A TP+N 25KA MCCB | ELECTRICAL | No | Yes |  |  |  | R,Y & B LED type indicating lamps. | [5 empty] | Nos
101004 | 101004017 | 125A TP+N 25KA MCCB | ELECTRICAL | No | Yes |  |  |  | Explosion proof enclosure | R,Y & B LED type indicating lamps |  |  |  |  | Nos
101004 | 101004018 | 63A TP+N 25KA MCCB | ELECTRICAL | No | Yes |  |  |  | Explosion proof enclosure | R,Y & B LED type indicating lamps |  |  |  |  | Nos
101004 | 101004019 | 160A TP+N 25KA MCCB | ELECTRICAL | No | Yes |  |  |  | R,Y & B LED type indicating lamps | [5 empty] | Nos
101004 | 101004020 | 160A TP+N 25KA MCCB | ELECTRICAL | No | Yes |  |  |  | R,Y & B LED type indicating lamps. | OUTDOOR TYPE |  |  |  |  | Nos
101004 | 101004021 | 100-125A TP+N 25KA MCCB | ELECTRICAL | No | Yes |  |  |  | R,Y & B LED type indicating lamps. | [5 empty] | Nos
101004 | 101004022 | 32-63A TP+N 16KA MCCB | ELECTRICAL | No | Yes |  |  |  | LOCAL ISOLATOR | R,Y & B LED type indicating lamps. |  |  |  |  | Nos
101004 | 101004023 | 32-63A TP+N 10KA MCB. | ELECTRICAL | No | No | [9 empty] | Nos
101004 | 101004024 | 20-63A TP+N 16KA MCCB | ELECTRICAL | No | Yes |  |  |  | LOCAL ISOLATOR | R,Y & B LED type indicating lamps. |  |  |  |  | Nos
101004 | 101004025 | 10-32A TP+N 10KA MCB | ELECTRICAL | No | No | [9 empty] | Nos
101004 | 101004026 | 10-32A TP+N 10KA MCB | ELECTRICAL | No | Yes |  |  |  | including rolling shutter | [5 empty] | Nos
101004 | 101004027 | 4-10A TP+N 10KA MCB | ELECTRICAL | No | No | [9 empty] | Nos
101004 | 101004028 | 4-10A TP+N 10KA MCB | ELECTRICAL | No | Yes |  |  |  | Explosion proof enclosure | [5 empty] | Nos
101 | 101005 | CABLES | ELECTRICAL | Yes | No | [9 empty] | Sqm
101005 | 101005001 | LT Cables | ELECTRICAL | Yes | No | [9 empty] | Sqm
101005001 | 101005001001 | LT Armoured Cables - Aluminium | ELECTRICAL | Yes | No | [9 empty] | Sqm
101005001001 | 101005001001001 | LT CABLES 1.1 kv XLPE armoured FRLS cable with aluminium conductor4Cx400 sqmm-Al | ELECTRICAL | No | No | [9 empty] | Sqm
101005001001 | 101005001001002 | LT CABLES 1.1 kv XLPE armoured FRLS cable with aluminium conductor4Cx300 sqmm-Al | ELECTRICAL | No | No | [9 empty] | Sqm
101005001001 | 101005001001003 | LT CABLES 1.1 kv XLPE armoured FRLS cable with aluminium conductor4Cx240 sqmm-Al | ELECTRICAL | No | No | [9 empty] | Sqm
101005001001 | 101005001001004 | LT CABLES 1.1 kv XLPE armoured FRLS cable with aluminium conductor4Cx185 sqmm-Al | ELECTRICAL | No | No | [9 empty] | Sqm
101005001001 | 101005001001005 | LT CABLES 1.1 kv XLPE armoured FRLS cable with aluminium conductor4Cx150 sqmm-Al | ELECTRICAL | No | No | [9 empty] | Sqm
101005001001 | 101005001001006 | LT CABLES 1.1 kv XLPE armoured FRLS cable with aluminium conductor4Cx120 sqmm-Al | ELECTRICAL | No | No | [9 empty] | Sqm
101005001001 | 101005001001007 | LT CABLES 1.1 kv XLPE armoured FRLS cable with aluminium conductor4Cx95 sqmm-Al | ELECTRICAL | No | No | [9 empty] | Sqm
101005001001 | 101005001001008 | LT CABLES 1.1 kv XLPE armoured FRLS cable with aluminium conductor4Cx70 sqmm-Al | ELECTRICAL | No | No | [9 empty] | Sqm
101005001001 | 101005001001009 | LT CABLES 1.1 kv XLPE armoured FRLS cable with aluminium conductor4Cx50 sqmm-Al | ELECTRICAL | No | No | [9 empty] | Sqm
101005001001 | 101005001001010 | LT CABLES 1.1 kv XLPE armoured FRLS cable with aluminium conductor4Cx35 sqmm-Al | ELECTRICAL | No | No | [9 empty] | Sqm
101005001001 | 101005001001011 | LT CABLES 1.1 kv XLPE armoured FRLS cable with aluminium conductor4Cx25 sqmm-Al | ELECTRICAL | No | No | [9 empty] | Sqm
101005001001 | 101005001001012 | LT CABLES 1.1 kv XLPE armoured FRLS cable with aluminium conductor4Cx16 sqmm-Al | ELECTRICAL | No | No | [9 empty] | Sqm
101005001001 | 101005001001013 | LT CABLES 1.1 kv XLPE armoured FRLS cable with aluminium conductor4Cx10 sqmm-Al | ELECTRICAL | No | No | [9 empty] | Sqm
101005001001 | 101005001001014 | LT CABLES 1.1 kv XLPE armoured FRLS cable with aluminium conductor4Cx6 sqmm-Al | ELECTRICAL | No | No | [9 empty] | Sqm
101005001001 | 101005001001015 | LT CABLES 1.1 kv XLPE armoured FRLS cable with aluminium conductor4Cx4 sqmm-Al | ELECTRICAL | No | No | [9 empty] | Sqm
101005001001 | 101005001001016 | LT CABLES 1.1 kv XLPE armoured FRLS cable with aluminium conductor3.5Cx300 sqmm-Al | ELECTRICAL | No | No | [9 empty] | Sqm
101005001001 | 101005001001017 | LT CABLES 1.1 kv XLPE armoured FRLS cable with aluminium conductor3.5Cx240 sqmm-Al | ELECTRICAL | No | No | [9 empty] | Sqm
101005001001 | 101005001001018 | LT CABLES 1.1 kv XLPE armoured FRLS cable with aluminium conductor3.5Cx185 sqmm-Al | ELECTRICAL | No | No | [9 empty] | Sqm
101005001001 | 101005001001019 | LT CABLES 1.1 kv XLPE armoured FRLS cable with aluminium conductor3.5Cx150 sqmm-Al | ELECTRICAL | No | No | [9 empty] | Sqm
101005001001 | 101005001001020 | LT CABLES 1.1 kv XLPE armoured FRLS cable with aluminium conductor3.5Cx120 sqmm-Al | ELECTRICAL | No | No | [9 empty] | Sqm
101005001001 | 101005001001021 | LT CABLES 1.1 kv XLPE armoured FRLS cable with aluminium conductor3.5Cx95 sqmm-Al | ELECTRICAL | No | No | [9 empty] | Sqm
101005001001 | 101005001001022 | LT CABLES 1.1 kv XLPE armoured FRLS cable with aluminium conductor3.5Cx70 sqmm-Al | ELECTRICAL | No | No | [9 empty] | Sqm
101005001001 | 101005001001023 | LT CABLES 3.5Cx50 sqmm-Al | ELECTRICAL | No | No | [9 empty] | Sqm
101005001001 | 101005001001024 | LT CABLES 1.1 kv XLPE armoured FRLS cable with aluminium conductor3.5Cx35 sqmm-Al | ELECTRICAL | No | No | [9 empty] | Sqm
101005001001 | 101005001001025 | LT CABLES 1.1 kv XLPE armoured FRLS cable with aluminium conductor3.5Cx25 sqmm-Al | ELECTRICAL | No | No | [9 empty] | Sqm
101005001001 | 101005001001026 | LT CABLES 1.1 kv XLPE armoured FRLS cable with aluminium conductor3Cx400 sqmm-Al | ELECTRICAL | No | No | [9 empty] | Sqm
101005001001 | 101005001001027 | LT CABLES 1.1 kv XLPE armoured FRLS cable with aluminium conductor3Cx300 sqmm-Al | ELECTRICAL | No | No | [9 empty] | Sqm
101005001001 | 101005001001028 | LT CABLES 1.1 kv XLPE armoured FRLS cable with aluminium conductor3Cx240 sqmm-Al | ELECTRICAL | No | No | [9 empty] | Sqm
101005001001 | 101005001001029 | LT CABLES 1.1 kv XLPE armoured FRLS cable with aluminium conductor3Cx185 sqmm-Al | ELECTRICAL | No | No | [9 empty] | Sqm
101005001001 | 101005001001030 | LT CABLES 1.1 kv XLPE armoured FRLS cable with aluminium conductor3Cx150 sqmm-Al | ELECTRICAL | No | No | [9 empty] | Sqm
101005001001 | 101005001001031 | LT CABLES 1.1 kv XLPE armoured FRLS cable with aluminium conductor3Cx120 sqmm-Al | ELECTRICAL | No | No | [9 empty] | Sqm
101005001001 | 101005001001032 | LT CABLES 1.1 kv XLPE armoured FRLS cable with aluminium conductor3Cx95 sqmm-Al | ELECTRICAL | No | No | [9 empty] | Sqm
101005001001 | 101005001001033 | LT CABLES 1.1 kv XLPE armoured FRLS cable with aluminium conductor3Cx70 sqmm-Al | ELECTRICAL | No | No | [9 empty] | Sqm
101005001001 | 101005001001034 | LT CABLES 1.1 kv XLPE armoured FRLS cable with aluminium conductor3Cx50 sqmm-Al | ELECTRICAL | No | No | [9 empty] | Sqm
101005001001 | 101005001001035 | LT CABLES 1.1 kv XLPE armoured FRLS cable with aluminium conductor3Cx35 sqmm-Al | ELECTRICAL | No | No | [9 empty] | Sqm
101005001001 | 101005001001036 | LT CABLES 1.1 kv XLPE armoured FRLS cable with aluminium conductor3Cx25 sqmm-Al | ELECTRICAL | No | No | [9 empty] | Sqm
101005001001 | 101005001001037 | LT CABLES 1.1 kv XLPE armoured FRLS cable with aluminium conductor3Cx16 sqmm-Al | ELECTRICAL | No | No | [9 empty] | Sqm
101005001001 | 101005001001038 | LT CABLES 1.1 kv XLPE armoured FRLS cable with aluminium conductor3Cx10 sqmm-Al | ELECTRICAL | No | No | [9 empty] | Sqm
101005001001 | 101005001001039 | LT CABLES 1.1 kv XLPE armoured FRLS cable with aluminium conductor3Cx6 sqmm-Al | ELECTRICAL | No | No | [9 empty] | Sqm
101005001001 | 101005001001040 | LT CABLES 1.1 kv XLPE armoured FRLS cable with aluminium conductor3Cx4 sqmm-Al | ELECTRICAL | No | No | [9 empty] | Sqm
101005001001 | 101005001001041 | LT CABLES 1.1 kv XLPE armoured FRLS cable with aluminium conductor7Cx1.5 sqmm-Al | ELECTRICAL | No | No | [9 empty] | Sqm
101005001 | 101005001002 | LT Armoured Cables - Copper | ELECTRICAL | Yes | No | [9 empty] | Sqm
101005001002 | 101005001002001 | LT CABLES 1.1 kv XLPE armoured FRLS cable with copper conductor4C x 400 sqmm Cu. | ELECTRICAL | No | No | [9 empty] | Sqm
101005001002 | 101005001002002 | LT CABLES 1.1 kv XLPE armoured FRLS cable with copper conductor4C x 300 sqmm Cu. | ELECTRICAL | No | No | [9 empty] | Sqm
101005001002 | 101005001002003 | LT CABLES 1.1 kv XLPE armoured FRLS cable with copper conductor4C x 240 sqmm Cu. | ELECTRICAL | No | No | [9 empty] | Sqm
101005001002 | 101005001002004 | LT CABLES 1.1 kv XLPE armoured FRLS cable with copper conductor4C x 185 sqmm Cu. | ELECTRICAL | No | No | [9 empty] | Sqm
101005001002 | 101005001002005 | LT CABLES 1.1 kv XLPE armoured FRLS cable with copper conductor4C x 150 sqmm Cu. | ELECTRICAL | No | No | [9 empty] | Sqm
101005001002 | 101005001002006 | LT CABLES 1.1 kv XLPE armoured FRLS cable with copper conductor4C x 120 sqmm Cu. | ELECTRICAL | No | No | [9 empty] | Sqm
101005001002 | 101005001002007 | LT CABLES 1.1 kv XLPE armoured FRLS cable with copper conductor4C x 95 sqmm Cu. | ELECTRICAL | No | No | [9 empty] | Sqm
101005001002 | 101005001002008 | LT CABLES 1.1 kv XLPE armoured FRLS cable with copper conductor4C x 70 sqmm Cu. | ELECTRICAL | No | No | [9 empty] | Sqm
101005001002 | 101005001002009 | LT CABLES 1.1 kv XLPE armoured FRLS cable with copper conductor4C x 50 sqmm Cu. | ELECTRICAL | No | No | [9 empty] | Sqm
101005001002 | 101005001002010 | LT CABLES 1.1 kv XLPE armoured FRLS cable with copper conductor4C x 35 sqmm Cu. | ELECTRICAL | No | No | [9 empty] | Sqm
101005001002 | 101005001002011 | LT CABLES 1.1 kv XLPE armoured FRLS cable with copper conductor4C x 25 sqmm Cu. | ELECTRICAL | No | No | [9 empty] | Sqm
101005001002 | 101005001002012 | LT CABLES 1.1 kv XLPE armoured FRLS cable with copper conductor4C x 16 sqmm Cu. | ELECTRICAL | No | No | [9 empty] | Sqm
101005001002 | 101005001002013 | LT CABLES 1.1 kv XLPE armoured FRLS cable with copper conductor4C x 10 sqmm Cu. | ELECTRICAL | No | No | [9 empty] | Sqm
101005001002 | 101005001002014 | LT CABLES 1.1 kv XLPE armoured FRLS cable with copper conductor4C x 6 sqmm Cu. | ELECTRICAL | No | No | [9 empty] | Sqm
101005001002 | 101005001002015 | LT CABLES 1.1 kv XLPE armoured FRLS cable with copper conductor4C x 4 sqmm Cu. | ELECTRICAL | No | No | [9 empty] | Sqm
101005001002 | 101005001002016 | LT CABLES 1.1 kv XLPE armoured FRLS cable with copper conductor4C x 2.5 sqmm Cu. | ELECTRICAL | No | No | [9 empty] | Sqm
101005001002 | 101005001002017 | LT CABLES 1.1 kv XLPE armoured FRLS cable with copper conductor4C x 1.5 sqmm Cu. | ELECTRICAL | No | No | [9 empty] | Sqm
101005001002 | 101005001002018 | LT CABLES 1.1 kv XLPE armoured FRLS cable with copper conductor3.5C x 300 sqmm Cu. | ELECTRICAL | No | No | [9 empty] | Sqm
101005001002 | 101005001002019 | LT CABLES 1.1 kv XLPE armoured FRLS cable with copper conductor3.5C x 240 sqmm Cu. | ELECTRICAL | No | No | [9 empty] | Sqm
101005001002 | 101005001002020 | LT CABLES 1.1 kv XLPE armoured FRLS cable with copper conductor3.5C x 185 sqmm Cu. | ELECTRICAL | No | No | [9 empty] | Sqm
101005001002 | 101005001002021 | LT CABLES 1.1 kv XLPE armoured FRLS cable with copper conductor3.5C x 150 sqmm Cu. | ELECTRICAL | No | No | [9 empty] | Sqm
101005001002 | 101005001002022 | LT CABLES 1.1 kv XLPE armoured FRLS cable with copper conductor3.5C x 120 sqmm Cu. | ELECTRICAL | No | No | [9 empty] | Sqm
101005001002 | 101005001002023 | LT CABLES 1.1 kv XLPE armoured FRLS cable with copper conductor3.5C x 95 sqmm Cu. | ELECTRICAL | No | No | [9 empty] | Sqm
101005001002 | 101005001002024 | LT CABLES 1.1 kv XLPE armoured FRLS cable with copper conductor3.5C x 70 sqmm Cu. | ELECTRICAL | No | No | [9 empty] | Sqm
101005001002 | 101005001002025 | LT CABLES 1.1 kv XLPE armoured FRLS cable with copper conductor3.5C x 50 sqmm Cu. | ELECTRICAL | No | No | [9 empty] | Sqm
101005001002 | 101005001002026 | LT CABLES 1.1 kv XLPE armoured FRLS cable with copper conductor3.5C x 35 sqmm Cu. | ELECTRICAL | No | No | [9 empty] | Sqm
101005001002 | 101005001002027 | LT CABLES 1.1 kv XLPE armoured FRLS cable with copper conductor3.5C x 25 sqmm Cu. | ELECTRICAL | No | No | [9 empty] | Sqm
101005001002 | 101005001002028 | LT CABLES 1.1 kv XLPE armoured FRLS cable with copper conductor3C x 400 sqmm Cu. | ELECTRICAL | No | No | [9 empty] | Sqm
101005001002 | 101005001002029 | LT CABLES 1.1 kv XLPE armoured FRLS cable with copper conductor3C x 300 sqmm Cu. | ELECTRICAL | No | No | [9 empty] | Sqm
101005001002 | 101005001002030 | LT CABLES 1.1 kv XLPE armoured FRLS cable with copper conductor3C x 240 sqmm Cu. | ELECTRICAL | No | No | [9 empty] | Sqm
101005001002 | 101005001002031 | LT CABLES 1.1 kv XLPE armoured FRLS cable with copper conductor3C x 185 sqmm Cu. | ELECTRICAL | No | No | [9 empty] | Sqm
101005001002 | 101005001002032 | LT CABLES 1.1 kv XLPE armoured FRLS cable with copper conductor3C x 150 sqmm Cu. | ELECTRICAL | No | No | [9 empty] | Sqm
101005001002 | 101005001002033 | LT CABLES 1.1 kv XLPE armoured FRLS cable with copper conductor3C x 120 sqmm Cu. | ELECTRICAL | No | No | [9 empty] | Sqm
101005001002 | 101005001002034 | LT CABLES 1.1 kv XLPE armoured FRLS cable with copper conductor3C x 95 sqmm Cu. | ELECTRICAL | No | No | [9 empty] | Sqm
101005001002 | 101005001002035 | LT CABLES 1.1 kv XLPE armoured FRLS cable with copper conductor3C x 70 sqmm Cu. | ELECTRICAL | No | No | [9 empty] | Sqm
101005001002 | 101005001002036 | LT CABLES 1.1 kv XLPE armoured FRLS cable with copper conductor3C x 50 sqmm Cu. | ELECTRICAL | No | No | [9 empty] | Sqm
101005001002 | 101005001002037 | LT CABLES 1.1 kv XLPE armoured FRLS cable with copper conductor3C x 35 sqmm Cu. | ELECTRICAL | No | No | [9 empty] | Sqm
101005001002 | 101005001002038 | LT CABLES 1.1 kv XLPE armoured FRLS cable with copper conductor3C x 25 sqmm Cu. | ELECTRICAL | No | No | [9 empty] | Sqm
101005001002 | 101005001002039 | LT CABLES 1.1 kv XLPE armoured FRLS cable with copper conductor3C x 16 sqmm Cu. | ELECTRICAL | No | No | [9 empty] | Sqm
101005001002 | 101005001002040 | LT CABLES 1.1 kv XLPE armoured FRLS cable with copper conductor3C x 10 sqmm Cu. | ELECTRICAL | No | No | [9 empty] | Sqm
101005001002 | 101005001002041 | LT CABLES 1.1 kv XLPE armoured FRLS cable with copper conductor3C x 6 sqmm Cu. | ELECTRICAL | No | No | [9 empty] | Sqm
101005001002 | 101005001002042 | LT CABLES 1.1 kv XLPE armoured FRLS cable with copper conductor3C x 4 sqmm Cu. | ELECTRICAL | No | No | [9 empty] | Sqm
101005001002 | 101005001002043 | LT CABLES 1.1 kv XLPE armoured FRLS cable with copper conductor3C x 2.5 sqmm Cu. | ELECTRICAL | No | No | [9 empty] | Sqm
101005001002 | 101005001002044 | LT CABLES 1.1 kv XLPE armoured FRLS cable with copper conductor3C x 1.5 sqmm Cu. | ELECTRICAL | No | No | [9 empty] | Sqm
101005001002 | 101005001002045 | LT CABLES 1.1 kv XLPE armoured FRLS cable with copper conductor1Cx300 sqmm-Cu | ELECTRICAL | No | No | [9 empty] | Sqm
101005001002 | 101005001002046 | LT CABLES 1.1 kv XLPE armoured FRLS cable with copper conductor1Cx95 sqmm-Cu | ELECTRICAL | No | No | [9 empty] | Sqm
101005001002 | 101005001002047 | LT CABLES 1.1 kv XLPE armoured FRLS cable with copper conductor 6Cx1.5 sqmm-Cu | ELECTRICAL | No | No | [9 empty] | Sqm
101005001002 | 101005001002048 | LT CABLES 1.1 kv XLPE armoured FRLS cable with copper conductor1Cx630 sqmm-Cu | ELECTRICAL | No | No | [9 empty] | Sqm
101005001002 | 101005001002049 | LT CABLES 1.1 kv XLPE armoured FRLS cable with copper conductor1Cx400 sqmm-Cu | ELECTRICAL | No | No | [9 empty] | Sqm
101005001002 | 101005001002050 | LT CABLES 1.1 kv XLPE armoured FRLS cable with copper conductor1Cx240 sqmm-Cu | ELECTRICAL | No | No | [9 empty] | Sqm
101005001002 | 101005001002051 | LT CABLES 1.1 kv XLPE armoured FRLS cable with copper conductor1Cx150 sqmm-Cu | ELECTRICAL | No | No | [9 empty] | Sqm
101005001002 | 101005001002052 | LT CABLES 1.1 kv XLPE armoured FRLS cable with copper conductor 2C x 1.5 mm2 Cu. | ELECTRICAL | No | Yes |  |  |  | 1100 volts grade PVC insulated sheathed FRLS tinned copper | [5 empty] | Sqm
101005001002 | 101005001002053 | LT CABLES 1.1 kv XLPE armoured FRLS cable with copper conductor7C X 1.5 sqmm-Cu | ELECTRICAL | No | No | [9 empty] | Sqm
101005001002 | 101005001002054 | LT CABLES 1.1 kv XLPE armoured FRLS cable with copper conductor 2C x 1.5 mm2 Cu. | ELECTRICAL | No | Yes |  |  |  | twisted copper conductor armoured | [5 empty] | Sqm
101005001 | 101005001003 | LT Control Cable - Copper | ELECTRICAL | Yes | No | [9 empty] | Sqm
101005001003 | 101005001003001 | LT CABLES Copper Control cable ( Armoured cables)2X2.5sq mm CU | ELECTRICAL | No | No | [9 empty] | Sqm
101005001003 | 101005001003002 | LT CABLES Copper Control cable ( Armoured cables)2C x 1.5mm2 | ELECTRICAL | No | Yes |  |  |  | 1.1kV grade, multi stranded | PVC type 'A' insulated overall PVC ST1 sheathed as per IS 694/90 | FRLS as per IS : 1554 Part I and enclosed specification, with cores, sizes and conductor |  |  |  | Sqm
101005001003 | 101005001003003 | LT CABLES Copper Control cable ( Armoured cables)2X16sq mm CU | ELECTRICAL | No | No | [9 empty] | Sqm
101005001003 | 101005001003004 | LT CABLES Copper Control cable ( Armoured cables)3X1.5sq mm CU | ELECTRICAL | No | No | [9 empty] | Sqm
101005001003 | 101005001003005 | LT CABLES Copper Control cable ( Armoured cables)3X2.5sq mm CU | ELECTRICAL | No | No | [9 empty] | Sqm
101005001003 | 101005001003006 | LT CABLES Copper Control cable ( Armoured cables)3X4sq mm CU | ELECTRICAL | No | No | [9 empty] | Sqm
101005001003 | 101005001003007 | LT CABLES Copper Control cable ( Armoured cables)3X6sq mm CU | ELECTRICAL | No | No | [9 empty] | Sqm
101005001003 | 101005001003008 | LT CABLES Copper Control cable ( Armoured cables)4X1.5 Sqmm Screen Cable | ELECTRICAL | No | No | [9 empty] | Sqm
101005001003 | 101005001003009 | LT CABLES Copper Control cable ( Armoured cables)4X1.5sq mm CU | ELECTRICAL | No | No | [9 empty] | Sqm
101005001003 | 101005001003010 | LT CABLES Copper Control cable ( Armoured cables)4X2.5sq mm CU | ELECTRICAL | No | No | [9 empty] | Sqm
101005001003 | 101005001003011 | LT CABLES Copper Control cable ( Armoured cables)4X4sq mm CU | ELECTRICAL | No | No | [9 empty] | Sqm
101005001003 | 101005001003012 | LT CABLES Copper Control cable ( Armoured cables)5X2.5sq mm CU | ELECTRICAL | No | No | [9 empty] | Sqm
101005001003 | 101005001003013 | LT CABLES Copper Control cable ( Armoured cables)6X2.5Sqmm CU | ELECTRICAL | No | No | [9 empty] | Sqm
101005001003 | 101005001003014 | LT CABLES Copper Control cable ( Armoured cables)6X1.5Sqmm CU | ELECTRICAL | No | No | [9 empty] | Sqm
101005001003 | 101005001003015 | LT CABLES Copper Control cable ( Armoured cables)8X1.5Sqmm CU | ELECTRICAL | No | No | [9 empty] | Sqm
101005001003 | 101005001003016 | LT CABLES Copper Control cable ( Armoured cables)10C x 1.5mm2 | ELECTRICAL | No | Yes |  |  |  | 1.1kV grade, multi stranded | PVC type 'A' insulated overall PVC ST1 sheathed as per IS 694/90 | FRLS as per IS : 1554 Part I and enclosed specification, with cores, sizes and conductor |  |  |  | Sqm
101005001003 | 101005001003017 | LT CABLES Copper Control cable ( Armoured cables)10X2.5sq mm CU | ELECTRICAL | No | No | [9 empty] | Sqm
101005001003 | 101005001003018 | LT CABLES Copper Control cable ( Armoured cables)12X1sq mm CU | ELECTRICAL | No | No | [9 empty] | Sqm
101005001003 | 101005001003019 | LT CABLES Copper Control cable ( Armoured cables)12X2.5sq mm CU | ELECTRICAL | No | No | [9 empty] | Sqm
101005001003 | 101005001003020 | LT CABLES Copper Control cable ( Armoured cables)14X4q mm CU | ELECTRICAL | No | No | [9 empty] | Sqm
101005001003 | 101005001003021 | LT CABLES Copper Control cable ( Armoured cables)19C x1.5 Sq.mm | ELECTRICAL | No | No | [9 empty] | Sqm
101005001003 | 101005001003022 | LT CABLES Copper Control cable ( Armoured cables)24C x1.5 Sq.mm | ELECTRICAL | No | No | [9 empty] | Sqm
101005001003 | 101005001003023 | LT CABLES Copper Control cable ( Armoured cables)27C x1.5 Sq.mm | ELECTRICAL | No | No | [9 empty] | Sqm
101005001003 | 101005001003024 | LT CABLES Copper Control cable ( Armoured cables)30C x2.5 Sq.mm | ELECTRICAL | No | No | [9 empty] | Sqm
101005001003 | 101005001003025 | LT CABLES Copper Control cable ( Armoured cables)Optical fiber cable | ELECTRICAL | No | No | [9 empty] | Sqm
101005001003 | 101005001003026 | LT CABLES Copper Control cable ( Armoured cables)1Cx95 sqmm-Cu | ELECTRICAL | No | No | [9 empty] | Sqm
101005001003 | 101005001003027 | LT CABLES Copper Control cable ( Armoured cables)1Cx70 sqmm-Cu | ELECTRICAL | No | No | [9 empty] | Sqm
101005001003 | 101005001003028 | LT CABLES Copper Control cable ( Armoured cables)1Cx50 sqmm-Cu | ELECTRICAL | No | No | [9 empty] | Sqm
101005001003 | 101005001003029 | LT CABLES Copper Control cable ( Armoured cables)1Cx16 sqmm-Cu | ELECTRICAL | No | No | [9 empty] | Sqm
101005001003 | 101005001003030 | LT CABLES Copper Control cable ( Armoured cables)7C X 2.5 sqmm-Cu | ELECTRICAL | No | No | [9 empty] | Sqm
101005001003 | 101005001003031 | LT CABLES Copper Control cable ( Armoured cables)12C x 1.5 sqmm-Cu | ELECTRICAL | No | No | [9 empty] | Sqm
101005001003 | 101005001003032 | LT CABLES Copper Control cable ( Armoured cables)14C x 2.5 sqmm- Cu | ELECTRICAL | No | No | [9 empty] | Sqm
101005001003 | 101005001003033 | LT CABLES Copper Control cable ( Armoured cables)1C x 4sqmm Cu | ELECTRICAL | No | Yes |  |  |  | Flexible cable | [5 empty] | Sqm
101005001003 | 101005001003034 | LT CABLES Copper Control cable ( Armoured cables)2C x 1.5 sqmm Cu | ELECTRICAL | No | Yes | Polycab / RR |  |  | Twin Twisted Cu wire Armoured FRLS | [5 empty] | Sqm
101005001 | 101005001004 | COPPER FLEXIBLE CABLE | ELECTRICAL | Yes | No | [9 empty] | Sqm
101005001004 | 101005001004001 | 1.1KV, PVC,Copper, Flexible,FRLS, cable3C x 2.5 Sq.mm (Scope Includes termination) | ELECTRICAL | No | Yes | Universal / Polycab / KEI/ Havells | [8 empty] | Sqm
101005001004 | 101005001004002 | 1.1KV, Copper, Flexible ,FRLS,Wire2RX4+1RX2.5 Sq. mm | ELECTRICAL | No | Yes | Universal / Polycab / KEI/ Havells | [8 empty] | Sqm
101005001004 | 101005001004003 | 1.1KV, Copper, Flexible ,FRLS,Wire2RX2.5+1RX1.5 Sq. mm | ELECTRICAL | No | Yes | Universal / Polycab / KEI/ Havells | [8 empty] | Sqm
101005001004 | 101005001004004 | 1.1KV, Copper, Flexible, PVC,FRLS, cable (GREEN WIRE FOR EARTHING)1C x 2.5 Sq.mm | ELECTRICAL | No | Yes | Universal / Polycab / KEI/ Havells | [8 empty] | Sqm
101005001004 | 101005001004005 | 1.1KV, Copper, Flexible, PVC,FRLS, cable (GREEN WIRE FOR EARTHING)1C x 04 Sq.mm | ELECTRICAL | No | Yes | Universal / Polycab / KEI/ Havells | [8 empty] | Sqm
101005001004 | 101005001004006 | 1.1KV, Copper, Flexible, PVC,FRLS, cable (GREEN WIRE FOR EARTHING)1C x 06 Sq.mm | ELECTRICAL | No | Yes | Universal / Polycab / KEI/ Havells | [8 empty] | Sqm
101005001004 | 101005001004007 | 1.1KV, Copper, Flexible, PVC,FRLS, cable (GREEN WIRE FOR EARTHING)1C x 10 Sq.mm | ELECTRICAL | No | Yes | Universal / Polycab / KEI/ Havells | [8 empty] | Sqm
101005001004 | 101005001004008 | 1.1KV, Copper, Flexible, PVC,FRLS, cable (GREEN WIRE FOR EARTHING)1C x 16 Sq.mm | ELECTRICAL | No | Yes | Universal / Polycab / KEI/ Havells | [8 empty] | Sqm
101005001004 | 101005001004009 | 1.1KV, Copper, Flexible, PVC,FRLS, cable (GREEN WIRE FOR EARTHING)1C x 25 Sq.mm | ELECTRICAL | No | Yes | Universal / Polycab / KEI/ Havells | [8 empty] | Sqm
101005001004 | 101005001004010 | 1.1KV, Copper, Flexible, PVC,FRLS, cable (GREEN WIRE FOR EARTHING)1C x 50 Sq.mm | ELECTRICAL | No | Yes | Universal / Polycab / KEI/ Havells | [8 empty] | Sqm
101005001004 | 101005001004011 | 1.1KV, Copper, Flexible, PVC,FRLS, cable (GREEN WIRE FOR EARTHING)1C x 70 Sq.mm | ELECTRICAL | No | Yes | Universal / Polycab / KEI/ Havells | [8 empty] | Sqm
101005001004 | 101005001004012 | PVC sheathed cable 1100 V grade Copper conductor,Flexible4Cx10 Sq.mm | ELECTRICAL | No | No | [9 empty] | Sqm
101005001004 | 101005001004013 | PVC sheathed cable 1100 V grade Copper conductor,Flexible3Cx4Sq.mm. | ELECTRICAL | No | No | [9 empty] | Sqm
101005001004 | 101005001004014 | 1100V grade XLPE FRLS type insulated PVC sheathed Flat Strip Cu FRLS Flex. Cable (Lighitng ) with GI flexible hose3C x 1.5 Sq.mm. | ELECTRICAL | No | No | [9 empty] | Sqm
101005 | 101005002 | HT CABLES | ELECTRICAL | Yes | No | [9 empty] | Sqm
101005002 | 101005002001 | HT Armoured Cables - Aluminium | ELECTRICAL | No | Yes |  |  |  | HT CABLES 1.1 kv(E) XLPE armoured FRLS cable with aluminium | 3Cx300 Sq.mm |  |  |  |  | Sqm
101005002 | 101005002002 | HT Cables - Aluminium | ELECTRICAL | No | Yes | Universal / Polycab / KEI/ Havells |  |  | 11KV grade XLPE cable (UnEarthed) with aluminium conductor | single core 300 Sqmm. |  |  |  |  | Sqm
101005 | 101005003 | COMMUNICATION CABLE | ELECTRICAL | Yes | No | [9 empty] | Sqm
101005003 | 101005003001 | CAT 6 cable | ELECTRICAL | No | Yes |  |  |  | Armoured FRLS | [5 empty] | Sqm
101005003 | 101005003002 | 2 pair | ELECTRICAL | No | Yes |  |  |  | PVC insulated twisted and sheathed 0.51mm dia telephone cable | [5 empty] | Sqm
101005003 | 101005003003 | 5 pair | ELECTRICAL | No | Yes |  |  |  | PVC insulated twisted and sheathed 0.51mm dia telephone cable | [5 empty] | Sqm
101005003 | 101005003004 | 10 pair | ELECTRICAL | No | Yes |  |  |  | PVC insulated twisted and sheathed 0.51mm dia telephone cable | [5 empty] | Sqm
101005003 | 101005003005 | 25 pair | ELECTRICAL | No | Yes |  |  |  | PVC insulated twisted and sheathed 0.51mm dia armoured telephone cable | [5 empty] | Sqm
101005003 | 101005003006 | 50 Pair | ELECTRICAL | No | Yes |  |  |  | PVC insulated twisted and sheathed 0.51mm dia armoured telephone cable | [5 empty] | Sqm
101 | 101006 | TERMINATION | ELECTRICAL | Yes | No | [9 empty] | Sqm
101006 | 101006001 | SINGLE COMPRESSION - ALUMINIUM CABLE | ELECTRICAL | Yes | No | [9 empty] | Sqm
101006001 | 101006001001 | LT TERMINATIONS 1.1 kv size, compression type cable gland Al cable lugs for Al cables 4Cx400 sqmm-Al | ELECTRICAL | No | No | [9 empty] | Sqm
101006001 | 101006001002 | LT TERMINATIONS 1.1 kv size, compression type cable gland Al cable lugs for Al cables4Cx300 sqmm-Al | ELECTRICAL | No | No | [9 empty] | Sqm
101006001 | 101006001003 | LT TERMINATIONS 1.1 kv size, compression type cable gland Al cable lugs for Al cables4Cx240 sqmm-Al | ELECTRICAL | No | No | [9 empty] | Sqm
101006001 | 101006001004 | LT TERMINATIONS 1.1 kv size, compression type cable gland Al cable lugs for Al cables4Cx185 sqmm-Al | ELECTRICAL | No | No | [9 empty] | Sqm
101006001 | 101006001005 | LT TERMINATIONS 1.1 kv size, compression type cable gland Al cable lugs for Al cables4Cx150 sqmm-Al | ELECTRICAL | No | No | [9 empty] | Sqm
101006001 | 101006001006 | LT TERMINATIONS 1.1 kv size, compression type cable gland Al cable lugs for Al cables4Cx120 sqmm-Al | ELECTRICAL | No | No | [9 empty] | Sqm
101006001 | 101006001007 | LT TERMINATIONS 1.1 kv size, compression type cable gland Al cable lugs for Al cables4Cx95 sqmm-Al | ELECTRICAL | No | No | [9 empty] | Sqm
101006001 | 101006001008 | LT TERMINATIONS 1.1 kv size, compression type cable gland Al cable lugs for Al cables4Cx70 sqmm-Al | ELECTRICAL | No | No | [9 empty] | Sqm
101006001 | 101006001009 | LT TERMINATIONS 1.1 kv size, compression type cable gland Al cable lugs for Al cables4Cx50 sqmm-Al | ELECTRICAL | No | No | [9 empty] | Sqm
101006001 | 101006001010 | LT TERMINATIONS 1.1 kv size, compression type cable gland Al cable lugs for Al cables4Cx35 sqmm-Al | ELECTRICAL | No | No | [9 empty] | Sqm
101006001 | 101006001011 | LT TERMINATIONS 1.1 kv size, compression type cable gland Al cable lugs for Al cables4Cx25 sqmm-Al | ELECTRICAL | No | No | [9 empty] | Sqm
101006001 | 101006001012 | LT TERMINATIONS 1.1 kv size, compression type cable gland Al cable lugs for Al cables4Cx16 sqmm-Al | ELECTRICAL | No | No | [9 empty] | Sqm
101006001 | 101006001013 | LT TERMINATIONS 1.1 kv size, compression type cable gland Al cable lugs for Al cables4Cx10 sqmm-Al | ELECTRICAL | No | No | [9 empty] | Sqm
101006001 | 101006001014 | LT TERMINATIONS 1.1 kv size, compression type cable gland Al cable lugs for Al cables4Cx6 sqmm-Al | ELECTRICAL | No | No | [9 empty] | Sqm
101006001 | 101006001015 | LT TERMINATIONS 1.1 kv size, compression type cable gland Al cable lugs for Al cables4Cx4 sqmm-Al | ELECTRICAL | No | No | [9 empty] | Sqm
101006001 | 101006001016 | LT TERMINATIONS 1.1 kv size, compression type cable gland Al cable lugs for Al cables3.5Cx300 sqmm-Al | ELECTRICAL | No | No | [9 empty] | Sqm
101006001 | 101006001017 | LT TERMINATIONS 1.1 kv size, compression type cable gland Al cable lugs for Al cables3.5Cx240 sqmm-Al | ELECTRICAL | No | No | [9 empty] | Sqm
101006001 | 101006001018 | LT TERMINATIONS 1.1 kv size, compression type cable gland Al cable lugs for Al cables3.5Cx185 sqmm-Al | ELECTRICAL | No | No | [9 empty] | Sqm
101006001 | 101006001019 | LT TERMINATIONS 1.1 kv size, compression type cable gland Al cable lugs for Al cables3.5Cx150 sqmm-Al | ELECTRICAL | No | No | [9 empty] | Sqm
101006001 | 101006001020 | LT TERMINATIONS 1.1 kv size, compression type cable gland Al cable lugs for Al cables3.5Cx120 sqmm-Al | ELECTRICAL | No | No | [9 empty] | Sqm
101006001 | 101006001021 | LT TERMINATIONS 1.1 kv size, compression type cable gland Al cable lugs for Al cables3.5Cx95 sqmm-Al | ELECTRICAL | No | No | [9 empty] | Sqm
101006001 | 101006001022 | LT TERMINATIONS 1.1 kv size, compression type cable gland Al cable lugs for Al cables3.5Cx70 sqmm-Al | ELECTRICAL | No | No | [9 empty] | Sqm
101006001 | 101006001023 | LT TERMINATIONS 1.1 kv size, compression type cable gland Al cable lugs for Al cables3.5Cx50 sqmm-Al | ELECTRICAL | No | No | [9 empty] | Sqm
101006001 | 101006001024 | LT TERMINATIONS 1.1 kv size, compression type cable gland Al cable lugs for Al cables3.5Cx35 sqmm-Al | ELECTRICAL | No | No | [9 empty] | Sqm
101006001 | 101006001025 | LT TERMINATIONS 1.1 kv size, compression type cable gland Al cable lugs for Al cables3.5Cx25 sqmm-Al | ELECTRICAL | No | No | [9 empty] | Sqm
101006001 | 101006001026 | LT TERMINATIONS 1.1 kv size, compression type cable gland Al cable lugs for Al cables3Cx400 sqmm-Al | ELECTRICAL | No | No | [9 empty] | Sqm
101006001 | 101006001027 | LT TERMINATIONS 1.1 kv size, compression type cable gland Al cable lugs for Al cables3Cx300 sqmm-Al | ELECTRICAL | No | No | [9 empty] | Sqm
101006001 | 101006001028 | LT TERMINATIONS 1.1 kv size, compression type cable gland Al cable lugs for Al cables3Cx240 sqmm-Al | ELECTRICAL | No | No | [9 empty] | Sqm
101006001 | 101006001029 | LT TERMINATIONS 1.1 kv size, compression type cable gland Al cable lugs for Al cables3Cx185 sqmm-Al | ELECTRICAL | No | No | [9 empty] | Sqm
101006001 | 101006001030 | LT TERMINATIONS 1.1 kv size, compression type cable gland Al cable lugs for Al cables3Cx150 sqmm-Al | ELECTRICAL | No | No | [9 empty] | Sqm
101006001 | 101006001031 | LT TERMINATIONS 1.1 kv size, compression type cable gland Al cable lugs for Al cables3Cx120 sqmm-Al | ELECTRICAL | No | No | [9 empty] | Sqm
101006001 | 101006001032 | LT TERMINATIONS 1.1 kv size, compression type cable gland Al cable lugs for Al cables3Cx95 sqmm-Al | ELECTRICAL | No | No | [9 empty] | Sqm
101006001 | 101006001033 | LT TERMINATIONS 1.1 kv size, compression type cable gland Al cable lugs for Al cables3Cx70 sqmm-Al | ELECTRICAL | No | No | [9 empty] | Sqm
101006001 | 101006001034 | LT TERMINATIONS 1.1 kv size, compression type cable gland Al cable lugs for Al cables3Cx50 sqmm-Al | ELECTRICAL | No | No | [9 empty] | Sqm
101006001 | 101006001035 | LT TERMINATIONS 1.1 kv size, compression type cable gland Al cable lugs for Al cables3Cx35 sqmm-Al | ELECTRICAL | No | No | [9 empty] | Sqm
101006001 | 101006001036 | LT TERMINATIONS 1.1 kv size, compression type cable gland Al cable lugs for Al cables3Cx25 sqmm-Al | ELECTRICAL | No | No | [9 empty] | Sqm
101006001 | 101006001037 | LT TERMINATIONS 1.1 kv size, compression type cable gland Al cable lugs for Al cables3Cx16 sqmm-Al | ELECTRICAL | No | No | [9 empty] | Sqm
101006001 | 101006001038 | LT TERMINATIONS 1.1 kv size, compression type cable gland Al cable lugs for Al cables3Cx10 sqmm-Al | ELECTRICAL | No | No | [9 empty] | Sqm
101006001 | 101006001039 | LT TERMINATIONS 1.1 kv size, compression type cable gland Al cable lugs for Al cables3Cx6 sqmm-Al | ELECTRICAL | No | No | [9 empty] | Sqm
101006001 | 101006001040 | LT TERMINATIONS 1.1 kv size, compression type cable gland Al cable lugs for Al cables3Cx4 sqmm-Al | ELECTRICAL | No | No | [9 empty] | Sqm
101006001 | 101006001041 | LT TERMINATIONS 1.1 kv size, compression type cable gland Al cable lugs for Al cables7Cx1.5 sqmm-Al | ELECTRICAL | No | No | [9 empty] | Sqm
101006 | 101006002 | DOUBLE COMPRESSION - COPPER CABLE | ELECTRICAL | Yes | No | [9 empty] | Sqm
101006002 | 101006002001 | LT TERMINATIONS 1.1KV cables with double compression type cable gland and heavy duty copper cable lugs for copper cables4C x 400 sqmm Cu. | ELECTRICAL | No | No | [9 empty] | Sqm
101006002 | 101006002002 | LT TERMINATIONS 1.1KV cables with double compression type cable gland and heavy duty copper cable lugs for copper cables4C x 300 sqmm Cu. | ELECTRICAL | No | No | [9 empty] | Sqm
101006002 | 101006002003 | LT TERMINATIONS 1.1KV cables with double compression type cable gland and heavy duty copper cable lugs for copper cables4C x 240 sqmm Cu. | ELECTRICAL | No | No | [9 empty] | Sqm
101006002 | 101006002004 | LT TERMINATIONS 1.1KV cables with double compression type cable gland and heavy duty copper cable lugs for copper cables4C x 185 sqmm Cu. | ELECTRICAL | No | No | [9 empty] | Sqm
101006002 | 101006002005 | LT TERMINATIONS 1.1KV cables with double compression type cable gland and heavy duty copper cable lugs for copper cables4C x 150 sqmm Cu. | ELECTRICAL | No | No | [9 empty] | Sqm
101006002 | 101006002006 | LT TERMINATIONS 1.1KV cables with double compression type cable gland and heavy duty copper cable lugs for copper cables4C x 120 sqmm Cu. | ELECTRICAL | No | No | [9 empty] | Sqm
101006002 | 101006002007 | LT TERMINATIONS 1.1KV cables with double compression type cable gland and heavy duty copper cable lugs for copper cables4C x 95 sqmm Cu. | ELECTRICAL | No | No | [9 empty] | Sqm
101006002 | 101006002008 | LT TERMINATIONS 1.1KV cables with double compression type cable gland and heavy duty copper cable lugs for copper cables4C x 70 sqmm Cu. | ELECTRICAL | No | No | [9 empty] | Sqm
101006002 | 101006002009 | LT TERMINATIONS 1.1KV cables with double compression type cable gland and heavy duty copper cable lugs for copper cables4C x 50 sqmm Cu. | ELECTRICAL | No | No | [9 empty] | Sqm
101006002 | 101006002010 | LT TERMINATIONS 1.1KV cables with double compression type cable gland and heavy duty copper cable lugs for copper cables4C x 35 sqmm Cu. | ELECTRICAL | No | No | [9 empty] | Sqm
101006002 | 101006002011 | LT TERMINATIONS 1.1KV cables with double compression type cable gland and heavy duty copper cable lugs for copper cables4C x 25 sqmm Cu. | ELECTRICAL | No | No | [9 empty] | Sqm
101006002 | 101006002012 | LT TERMINATIONS 1.1KV cables with double compression type cable gland and heavy duty copper cable lugs for copper cables4C x 16 sqmm Cu. | ELECTRICAL | No | No | [9 empty] | Sqm
101006002 | 101006002013 | LT TERMINATIONS 1.1KV cables with double compression type cable gland and heavy duty copper cable lugs for copper cables4C x 10 sqmm Cu. | ELECTRICAL | No | No | [9 empty] | Sqm
101006002 | 101006002014 | LT TERMINATIONS 1.1KV cables with double compression type cable gland and heavy duty copper cable lugs for copper cables4C x 6 sqmm Cu. | ELECTRICAL | No | No | [9 empty] | Sqm
101006002 | 101006002015 | LT TERMINATIONS 1.1KV cables with double compression type cable gland and heavy duty copper cable lugs for copper cables4C x 4 sqmm Cu. | ELECTRICAL | No | No | [9 empty] | Sqm
101006002 | 101006002016 | LT TERMINATIONS 1.1KV cables with double compression type cable gland and heavy duty copper cable lugs for copper cables4C x 2.5 sqmm Cu. | ELECTRICAL | No | No | [9 empty] | Sqm
101006002 | 101006002017 | LT TERMINATIONS 1.1KV cables with double compression type cable gland and heavy duty copper cable lugs for copper cables4C x 1.5 sqmm Cu. | ELECTRICAL | No | No | [9 empty] | Sqm
101006002 | 101006002018 | LT TERMINATIONS 1.1KV cables with double compression type cable gland and heavy duty copper cable lugs for copper cables3.5C x 300 sqmm Cu. | ELECTRICAL | No | No | [9 empty] | Sqm
101006002 | 101006002019 | LT TERMINATIONS 1.1KV cables with double compression type cable gland and heavy duty copper cable lugs for copper cables3.5C x 240 sqmm Cu. | ELECTRICAL | No | No | [9 empty] | Sqm
101006002 | 101006002020 | LT TERMINATIONS 1.1KV cables with double compression type cable gland and heavy duty copper cable lugs for copper cables3.5C x 185 sqmm Cu. | ELECTRICAL | No | No | [9 empty] | Sqm
101006002 | 101006002021 | LT TERMINATIONS 1.1KV cables with double compression type cable gland and heavy duty copper cable lugs for copper cables3.5C x 150 sqmm Cu. | ELECTRICAL | No | No | [9 empty] | Sqm
101006002 | 101006002022 | LT TERMINATIONS 1.1KV cables with double compression type cable gland and heavy duty copper cable lugs for copper cables3.5C x 120 sqmm Cu. | ELECTRICAL | No | No | [9 empty] | Sqm
101006002 | 101006002023 | LT TERMINATIONS 1.1KV cables with double compression type cable gland and heavy duty copper cable lugs for copper cables3.5C x 95 sqmm Cu. | ELECTRICAL | No | No | [9 empty] | Sqm
101006002 | 101006002024 | LT TERMINATIONS 1.1KV cables with double compression type cable gland and heavy duty copper cable lugs for copper cables3.5C x 70 sqmm Cu. | ELECTRICAL | No | No | [9 empty] | Sqm
101006002 | 101006002025 | LT TERMINATIONS 1.1KV cables with double compression type cable gland and heavy duty copper cable lugs for copper cables3.5C x 50 sqmm Cu. | ELECTRICAL | No | No | [9 empty] | Sqm
101006002 | 101006002026 | LT TERMINATIONS 1.1KV cables with double compression type cable gland and heavy duty copper cable lugs for copper cables3.5C x 35 sqmm Cu. | ELECTRICAL | No | No | [9 empty] | Sqm
101006002 | 101006002027 | LT TERMINATIONS 1.1KV cables with double compression type cable gland and heavy duty copper cable lugs for copper cables3.5C x 25 sqmm Cu. | ELECTRICAL | No | No | [9 empty] | Sqm
101006002 | 101006002028 | LT TERMINATIONS 1.1KV cables with double compression type cable gland and heavy duty copper cable lugs for copper cables3C x 400 sqmm Cu. | ELECTRICAL | No | No | [9 empty] | Sqm
101006002 | 101006002029 | LT TERMINATIONS 1.1KV cables with double compression type cable gland and heavy duty copper cable lugs for copper cables3C x 300 sqmm Cu. | ELECTRICAL | No | No | [9 empty] | Sqm
101006002 | 101006002030 | LT TERMINATIONS 1.1KV cables with double compression type cable gland and heavy duty copper cable lugs for copper cables3C x 240 sqmm Cu. | ELECTRICAL | No | No | [9 empty] | Sqm
101006002 | 101006002031 | LT TERMINATIONS 1.1KV cables with double compression type cable gland and heavy duty copper cable lugs for copper cables3C x 185 sqmm Cu. | ELECTRICAL | No | No | [9 empty] | Sqm
101006002 | 101006002032 | LT TERMINATIONS 1.1KV cables with double compression type cable gland and heavy duty copper cable lugs for copper cables3C x 150 sqmm Cu. | ELECTRICAL | No | No | [9 empty] | Sqm
101006002 | 101006002033 | LT TERMINATIONS 1.1KV cables with double compression type cable gland and heavy duty copper cable lugs for copper cables3C x 120 sqmm Cu. | ELECTRICAL | No | No | [9 empty] | Sqm
101006002 | 101006002034 | LT TERMINATIONS 1.1KV cables with double compression type cable gland and heavy duty copper cable lugs for copper cables3C x 95 sqmm Cu. | ELECTRICAL | No | No | [9 empty] | Sqm
101006002 | 101006002035 | LT TERMINATIONS 1.1KV cables with double compression type cable gland and heavy duty copper cable lugs for copper cables3C x 70 sqmm Cu. | ELECTRICAL | No | No | [9 empty] | Sqm
101006002 | 101006002036 | LT TERMINATIONS 1.1KV cables with double compression type cable gland and heavy duty copper cable lugs for copper cables3C x 50 sqmm Cu. | ELECTRICAL | No | No | [9 empty] | Sqm
101006002 | 101006002037 | LT TERMINATIONS 1.1KV cables with double compression type cable gland and heavy duty copper cable lugs for copper cables3C x 35 sqmm Cu. | ELECTRICAL | No | No | [9 empty] | Sqm
101006002 | 101006002038 | LT TERMINATIONS 1.1KV cables with double compression type cable gland and heavy duty copper cable lugs for copper cables3C x 25 sqmm Cu. | ELECTRICAL | No | No | [9 empty] | Sqm
101006002 | 101006002039 | LT TERMINATIONS 1.1KV cables with double compression type cable gland and heavy duty copper cable lugs for copper cables3C x 16 sqmm Cu. | ELECTRICAL | No | No | [9 empty] | Sqm
101006002 | 101006002040 | LT TERMINATIONS 1.1KV cables with double compression type cable gland and heavy duty copper cable lugs for copper cables3C x 10 sqmm Cu. | ELECTRICAL | No | No | [9 empty] | Sqm
101006002 | 101006002041 | LT TERMINATIONS 1.1KV cables with double compression type cable gland and heavy duty copper cable lugs for copper cables3C x 6 sqmm Cu. | ELECTRICAL | No | No | [9 empty] | Sqm
101006002 | 101006002042 | LT TERMINATIONS 1.1KV cables with double compression type cable gland and heavy duty copper cable lugs for copper cables3C x 4 sqmm Cu. | ELECTRICAL | No | No | [9 empty] | Sqm
101006002 | 101006002043 | LT TERMINATIONS 1.1KV cables with double compression type cable gland and heavy duty copper cable lugs for copper cables3C x 2.5 sqmm Cu. | ELECTRICAL | No | No | [9 empty] | Sqm
101006002 | 101006002044 | LT TERMINATIONS 1.1KV cables with double compression type cable gland and heavy duty copper cable lugs for copper cables3C x 1.5 sqmm Cu. | ELECTRICAL | No | No | [9 empty] | Sqm
101006002 | 101006002045 | LT TERMINATIONS 1.1KV cables with double compression type cable gland and heavy duty copper cable lugs for copper cables1Cx300 sqmm-Cu | ELECTRICAL | No | No | [9 empty] | Sqm
101006002 | 101006002046 | LT TERMINATIONS 1.1KV cables with double compression type cable gland and heavy duty copper cable lugs for copper cables1Cx95 sqmm-Cu | ELECTRICAL | No | No | [9 empty] | Sqm
101006002 | 101006002047 | LT TERMINATIONS 1.1KV cables with double compression type cable gland and heavy duty copper cable lugs for copper cables1Cx630 sqmm-Cu | ELECTRICAL | No | No | [9 empty] | Sqm
101006002 | 101006002048 | LT TERMINATIONS 1.1KV cables with double compression type cable gland and heavy duty copper cable lugs for copper cables1Cx400 sqmm-Cu | ELECTRICAL | No | No | [9 empty] | Sqm
101006002 | 101006002049 | LT TERMINATIONS 1.1KV cables with double compression type cable gland and heavy duty copper cable lugs for copper cables2C x 1.5mm2 | ELECTRICAL | No | No | [9 empty] | Sqm
101006002 | 101006002050 | LT TERMINATIONS 1.1KV cables with double compression type cable gland and heavy duty copper cable lugs for copper cables10C x 1.5mm2 | ELECTRICAL | No | No | [9 empty] | Sqm
101006003 | 101006003005 | LT TERMINATIONS Copper Control cable3X2.5sq mm CU | ELECTRICAL | No | No | [9 empty] | Sqm
101006003 | 101006003006 | LT TERMINATIONS Copper Control cable3X4sq mm CU | ELECTRICAL | No | No | [9 empty] | Sqm
101006003 | 101006003007 | LT TERMINATIONS Copper Control cable3X6sq mm CU | ELECTRICAL | No | No | [9 empty] | Sqm
101006003 | 101006003008 | LT TERMINATIONS Copper Control cable4X1.5 Sqmm Screen Cable | ELECTRICAL | No | No | [9 empty] | Sqm
101006003 | 101006003009 | LT TERMINATIONS Copper Control cable4X1.5sq mm CU | ELECTRICAL | No | No | [9 empty] | Sqm
101006003 | 101006003010 | LT TERMINATIONS Copper Control cable4X2.5sq mm CU | ELECTRICAL | No | No | [9 empty] | Sqm
101006003 | 101006003011 | LT TERMINATIONS Copper Control cable4X4sq mm CU | ELECTRICAL | No | No | [9 empty] | Sqm
101006003 | 101006003012 | LT TERMINATIONS Copper Control cable5X2.5sq mm CU | ELECTRICAL | No | No | [9 empty] | Sqm
101006003 | 101006003013 | LT TERMINATIONS Copper Control cable6X2.5Sqmm CU | ELECTRICAL | No | No | [9 empty] | Sqm
101006003 | 101006003014 | LT TERMINATIONS Copper Control cable6X1.5Sqmm CU | ELECTRICAL | No | No | [9 empty] | Sqm
101006003 | 101006003015 | LT TERMINATIONS Copper Control cable8X1.5Sqmm CU | ELECTRICAL | No | No | [9 empty] | Sqm
101006003 | 101006003016 | LT TERMINATIONS Copper Control cable10X1,5sq mm CU | ELECTRICAL | No | No | [9 empty] | Sqm
101006003 | 101006003017 | LT TERMINATIONS Copper Control cable10X2,5sq mm CU | ELECTRICAL | No | No | [9 empty] | Sqm
101006003 | 101006003018 | LT TERMINATIONS Copper Control cable12X1sq mm CU | ELECTRICAL | No | No | [9 empty] | Sqm
101006003 | 101006003019 | LT TERMINATIONS Copper Control cable12X2.5sq mm CU | ELECTRICAL | No | No | [9 empty] | Sqm
101006003 | 101006003020 | LT TERMINATIONS Copper Control cable14X4q mm CU | ELECTRICAL | No | No | [9 empty] | Sqm
101006003 | 101006003021 | LT TERMINATIONS Copper Control cable19C x1.5 Sq.mm | ELECTRICAL | No | No | [9 empty] | Sqm
101006003 | 101006003022 | LT TERMINATIONS Copper Control cable24C x1.5 Sq.mm | ELECTRICAL | No | No | [9 empty] | Sqm
101006003 | 101006003023 | LT TERMINATIONS Copper Control cable27C x1.5 Sq.mm | ELECTRICAL | No | No | [9 empty] | Sqm
101006003 | 101006003024 | LT TERMINATIONS Copper Control cable30C x2.5 Sq.mm | ELECTRICAL | No | No | [9 empty] | Sqm
101006003 | 101006003025 | LT TERMINATIONS Copper Control cableOptical fiber cable | ELECTRICAL | No | No | [9 empty] | Sqm
101006 | 101006004 | CABLE TRAYS | ELECTRICAL | Yes | No | [9 empty] | Sqm
101006004 | 101006004001 | LADDER TYPE | ELECTRICAL | Yes | No | [9 empty] | Sqm
101006004001 | 101006004001001 | Galvanised Ladder type 150mm wide 75mm depth | ELECTRICAL | No | No | [9 empty] | Sqm
101006004001 | 101006004001002 | Galvanised Ladder type 300mm wide 75mm depth | ELECTRICAL | No | No | [9 empty] | Sqm
101006004001 | 101006004001003 | Galvanised Ladder type 450mm wide 75mm depth | ELECTRICAL | No | No | [9 empty] | Sqm
101006004001 | 101006004001004 | Galvanised Ladder type 600mm wide 75mm depth | ELECTRICAL | No | No | [9 empty] | Sqm
101006004001 | 101006004001005 | Galvanised Ladder type 750mm wide 75mm depth | ELECTRICAL | No | No | [9 empty] | Sqm
101006004001 | 101006004001006 | Galvanised Ladder type 900mm wide 75mm depth | ELECTRICAL | No | No | [9 empty] | Sqm
101006004001 | 101006004001007 | Galvanised Ladder type 1000mm wide 75mm depth | ELECTRICAL | No | No | [9 empty] | Sqm
101006004001 | 101006004001008 | Galvanised Ladder type 1200mm wide 75mm depth | ELECTRICAL | No | No | [9 empty] | Sqm
101006004001 | 101006004001009 | Ladder type cable tray, 750x50x2.0 mm thk | ELECTRICAL | No | Yes | MEM / MEC /PROFAB | [8 empty] | Sqm
101006004001 | 101006004001010 | Ladder type cable tray, 450x50x2.0 mm thk | ELECTRICAL | No | Yes | MEM / MEC /PROFAB | [8 empty] | Sqm
101006004001 | 101006004001011 | Ladder type cable tray, 300x50x1.6 mm thk | ELECTRICAL | No | Yes |  |  |  | 2Runs of 25x 3mm GI Strip run along with cable tray for cable tray upto 450mm | [5 empty] | Sqm
101006004001 | 101006004001012 | Ladder type cable tray, 150x50x1.6 mm thk | ELECTRICAL | No | Yes |  |  |  | 2Runs of 25x 3mm GI Strip run along with cable tray for cable tray upto 450mm | [5 empty] | Sqm
101006004001 | 101006004001013 | Cable tray 150 MM | ELECTRICAL | No | Yes | [9 empty] | Sqm
101006004001 | 101006004001014 | W 1000 mm x H 100 mm | ELECTRICAL | No | Yes |  |  |  | LADDER TYPE - 3 tire | Spacing shall be of 450 mm (total suspension height -1500 mm) support span 1.5Mtr |  |  |  |  | Sqm
101006004001 | 101006004001015 | W 750 mm x H 100 mm | ELECTRICAL | No | Yes |  |  |  | LADDER TYPE - 3 tire | Spacing shall be of 450 mm (total suspension height -1500 mm) support span 1.5Mtr |  |  |  |  | Sqm
101006004001 | 101006004001016 | W 750 mm x H 100 mm | ELECTRICAL | No | Yes |  |  |  | LADDER TYPE - 2 tire | Spacing shall be of 450 mm (total suspension height -1500 mm) support span 1.5Mtr |  |  |  |  | Sqm
101006004001 | 101006004001017 | W 600 mm x H 100 mm | ELECTRICAL | No | Yes |  |  |  | LADDER TYPE - 3 tire | Spacing shall be of 450 mm (total suspension height -1500 mm) support span 1.5Mtr |  |  |  |  | Sqm
101006004001 | 101006004001018 | W 600 mm x H 100 mm | ELECTRICAL | No | Yes |  |  |  | LADDER TYPE - 2 tire | Spacing shall be of 450 mm (total suspension height -1000 mm) support span 1.5Mtr |  |  |  |  | Sqm
101006004001 | 101006004001019 | 200WX100H 1.5 mm to 2.mm thick - Pregalvanized 275 GSM | ELECTRICAL | No | Yes |  |  |  | corrosion DIN EN 10346 | as per IS/IEC-61537 |  |  |  |  | Sqm
101006004001 | 101006004001020 | 750 W x 100 HX2MM width tray. Pregalvanized 275 GSM | ELECTRICAL | No | Yes |  |  |  | corrosion DIN EN 10346 | as per IS/IEC-61537 |  |  |  |  | Sqm
101006004001 | 101006004001021 | 600 W x 100 HX2MM width tray.- Pregalvanized 275 GSM | ELECTRICAL | No | Yes |  |  |  | corrosion DIN EN 10346 | as per IS/IEC-61537 |  |  |  |  | Sqm
101006004001 | 101006004001022 | 450 W x 100 H X 2MM width tray. - Pregalvanized 275 GSM | ELECTRICAL | No | Yes |  |  |  | corrosion DIN EN 10346 | as per IS/IEC-61537 |  |  |  |  | Sqm
101006004001 | 101006004001023 | 300 W x 100 H X 2MM width tray.- Pregalvanized 275 GSM | ELECTRICAL | No | Yes |  |  |  | corrosion DIN EN 10346 | as per IS/IEC-61537 |  |  |  |  | Sqm
101006004001 | 101006004001024 | 200 W x 100 H X 2MM width tray.- Pregalvanized 275 GSM | ELECTRICAL | No | Yes |  |  |  | corrosion DIN EN 10346 | as per IS/IEC-61537 |  |  |  |  | Sqm
101006004001 | 101006004001025 | 1000 W x 100 HX2MM Pregalvanized 275 GSM | ELECTRICAL | No | Yes |  |  |  | corrosion protection shall confirm to DIN EN 10346 | as per IS/IEC-61537 |  |  |  |  | Sqm
101006004001 | 101006004001026 | 1200WX100H 1.5 mm to 2.mm thick Pregalvanized 275 GSM | ELECTRICAL | No | Yes |  |  |  | corrosion protection shall confirm to DIN EN 10346 | as per IS/IEC-61537 |  |  |  |  | Sqm
101006004001 | 101006004001027 | 600W x 50H Pre galvanized 275 GSM sheet | ELECTRICAL | No | Yes |  |  |  | 1.5 mm to 2.0 mm thick | corrosion protection shall confirm to DIN EN 10346 / ISO 1461 | as per IS/IEC-61537 | as per IS/IEC-61537 |  |  | Sqm
101006004001 | 101006004001028 | 450 W x 50 H Pre galvanized 275 GSM sheet | ELECTRICAL | No | Yes |  |  |  | 1.5 mm to 2.0 mm thick | corrosion protection shall confirm to DIN EN 10346 / ISO 1461 | as per IS/IEC-61537 | as per IS/IEC-61537 |  |  | Sqm
101006004001 | 101006004001029 | 300 W x 50 H Pre galvanized 275 GSM sheet | ELECTRICAL | No | Yes |  |  |  | 1.5 mm to 2.0 mm thick | corrosion protection shall confirm to DIN EN 10346 / ISO 1461 | as per IS/IEC-61537 | as per IS/IEC-61537 |  |  | Sqm
101006004001 | 101006004001030 | 200 W x 50 H Pre galvanized 275 GSM sheet | ELECTRICAL | No | Yes |  |  |  | 1.5 mm to 2.0 mm thick | corrosion protection shall confirm to DIN EN 10346 / ISO 1461 | as per IS/IEC-61537 | as per IS/IEC-61537 |  |  | Sqm
101006004001 | 101006004001031 | 100 W x 50 H Pre galvanized 275 GSM sheet | ELECTRICAL | No | Yes |  |  |  | 1.5 mm to 2.0 mm thick | corrosion protection shall confirm to DIN EN 10346 / ISO 1461 | as per IS/IEC-61537 | as per IS/IEC-61537 |  |  | Sqm
101006004001 | 101006004001032 | 1000W x 75H 1.5 mm to 2.0 mm thick Pregalvanized 275 GSM | ELECTRICAL | No | Yes |  |  |  | corrosion protection shall confirm to DIN EN 10346 / ISO 1461 | as per IS/IEC-61537 |  |  |  |  | Sqm
101006004001 | 101006004001033 | 750 W x 75 H X 2MM Pregalvanized 275 GSM | ELECTRICAL | No | Yes |  |  |  | corrosion protection shall confirm to DIN EN 10346 / ISO 1461 | as per IS/IEC-61537 |  |  |  |  | Sqm
101006004001 | 101006004001034 | 600 W x 75 H X 1.5MM Pregalvanized 275 GSM | ELECTRICAL | No | Yes |  |  |  | corrosion protection shall confirm to DIN EN 10346 / ISO 1461 | as per IS/IEC-61537 |  |  |  |  | Sqm
101006004001 | 101006004001035 | 450 W x 75 H X 1.5MM Pregalvanized 275 GSM | ELECTRICAL | No | Yes |  |  |  | corrosion protection shall confirm to DIN EN 10346 / ISO 1461 | as per IS/IEC-61537 |  |  |  |  | Sqm
101006004001 | 101006004001036 | 300 W x 75 H X 1.5MM Pregalvanized 275 GSM | ELECTRICAL | No | Yes |  |  |  | corrosion protection shall confirm to DIN EN 10346 / ISO 1461 | as per IS/IEC-61537 |  |  |  |  | Sqm
101006004001 | 101006004001037 | 200 W x 75 H X 1.5MM Pregalvanized 275 GSM | ELECTRICAL | No | Yes |  |  |  | corrosion protection shall confirm to DIN EN 10346 / ISO 1461 | as per IS/IEC-61537 |  |  |  |  | Sqm
101006004 | 101006004002 | PERFORATED TYPE | ELECTRICAL | Yes | No | [9 empty] | Sqm
101006004002 | 101006004002001 | PERFORATED CABLE TRAY 300 mm W x 75 mm H - Indoor installation | ELECTRICAL | No | Yes |  |  |  | 2 mm thick hot dip galvanized (min 65 micron per IS 2629 & IS 4759) for outdoor application | pregalvanised (120 gsm as per IS 277) for indoor application. | Pre-fabricated bend,clamps,couplers, Tees,GI fastners |  |  |  | Sqm
101006004002 | 101006004002002 | PERFORATED CABLE TRAY 150 mm W x 50 mm H - Indoor installation | ELECTRICAL | No | Yes |  |  |  | 2 mm thick hot dip galvanized (min 65 micron per IS 2629 & IS 4759) for outdoor application | pregalvanised (120 gsm as per IS 277) for indoor application. | Pre-fabricated bend,clamps,couplers, Tees,GI fastners |  |  |  | Sqm
101006004002 | 101006004002003 | PERFORATED CABLE TRAY 100 mm W x 50 mm H - Indoor installation | ELECTRICAL | No | Yes |  |  |  | 2 mm thick hot dip galvanized (min 65 micron per IS 2629 & IS 4759) for outdoor application | pregalvanised (120 gsm as per IS 277) for indoor application. | Pre-fabricated bend,clamps,couplers, Tees,GI fastners |  |  |  | Sqm
101006004002 | 101006004002004 | PERFORATED CABLE TRAY 50 mm x 50 mm | ELECTRICAL | No | Yes | Indiana / Profab / Equivalent | [8 empty] | Sqm
101006004002 | 101006004002005 | Perforated type cable tray - 300x50x2.0 mm thk | ELECTRICAL | No | Yes | MEM / MEC /PROFAB | [8 empty] | Sqm
101006004002 | 101006004002006 | Perforated type cable tray - 200x50x2.0 mm thk | ELECTRICAL | No | Yes | MEM / MEC /PROFAB | [8 empty] | Sqm
101006004002 | 101006004002007 | Perforated type cable tray - 500x50x2.0 mm thk | ELECTRICAL | No | Yes | MEM / MEC /PROFAB | [8 empty] | Sqm
101006004002 | 101006004002008 | Perforated Cable tray with 1.6 mm cover of size 300x50x2 mm thk | ELECTRICAL | No | Yes | MEM / MEC /PROFAB | [8 empty] | Sqm
101006004002 | 101006004002009 | Perforated Cable tray with 1.6 mm cover of size 200x50x2 mm thk | ELECTRICAL | No | Yes | MEM / MEC /PROFAB | [8 empty] | Sqm
101006004002 | 101006004002010 | Perforated Cable tray with 1.6 mm cover of size 100x50x2 mm thk | ELECTRICAL | No | Yes | MEM / MEC /PROFAB | [8 empty] | Sqm
101006004002 | 101006004002011 | Perforated Cable tray with 1.6 mm cover of size 50x50x2 mm thk | ELECTRICAL | No | Yes | [9 empty] | Sqm
101006004002 | 101006004002012 | Perforated Cable tray with 40mm X 300mm X 40mm - Column Drop | ELECTRICAL | No | Yes | MEM / MEC /PROFAB |  |  | perforated 2.0mm thick G I cable tray with cover | [5 empty] | Sqm
101006004002 | 101006004002013 | Perforated Cable tray with 40mm X 75mm X 40mm - Column Drop | ELECTRICAL | No | Yes | MEM / MEC /PROFAB |  |  | perforated 2.0mm thick G I cable tray with cover | [5 empty] | Sqm
101006004002 | 101006004002014 | Perforated Cable tray with 40mm X 600mm X 40mm - Column Drop | ELECTRICAL | No | Yes | MEM / MEC /PROFAB |  |  | perforated 2.0mm thick G I cable tray with cover | [5 empty] | Sqm
101006004002 | 101006004002015 | Perforated Cable tray with 50MM X 50MM wide | ELECTRICAL | No | Yes | Indiana/Profab |  |  | prefabricated hot deep galvanized ( 460 gms. per sq. met.) | cable trays of minimum 2.5 mm thick |  |  |  |  | Sqm
101006004002 | 101006004002016 | Perforated Cable tray with 100MM X 50MM wide | ELECTRICAL | No | Yes | Indiana/Profab |  |  | prefabricated hot deep galvanized ( 460 gms. per sq. met.) | cable trays of minimum 2.5 mm thick |  |  |  |  | Sqm
101006004002 | 101006004002017 | Perforated Cable tray with 150MM X 50MM wide | ELECTRICAL | No | Yes | Indiana/Profab |  |  | prefabricated hot deep galvanized ( 460 gms. per sq. met.) | cable trays of minimum 2.5 mm thick |  |  |  |  | Sqm
101006004002 | 101006004002018 | Perforated Cable tray with 200MM X 50MM wide | ELECTRICAL | No | Yes | Indiana/Profab |  |  | prefabricated hot deep galvanized ( 460 gms. per sq. met.) | cable trays of minimum 2.5 mm thick |  |  |  |  | Sqm
101006004002 | 101006004002019 | Perforated Cable tray with 300MM X 50MM wide | ELECTRICAL | No | Yes | Indiana/Profab |  |  | prefabricated hot deep galvanized ( 460 gms. per sq. met.) | cable trays of minimum 2.5 mm thick |  |  |  |  | Sqm
101006004002 | 101006004002020 | Perforated Cable tray with 450MM X 50MM wide | ELECTRICAL | No | Yes | Indiana/Profab |  |  | prefabricated hot deep galvanized ( 460 gms. per sq. met.) | cable trays of minimum 2.5 mm thick |  |  |  |  | Sqm
101006004002 | 101006004002021 | 150 Wx60 HX0.7MM cable trays made out of 2mm thick M.S. Sheet steel. | ELECTRICAL | No | Yes |  |  |  | PERFORATED TYPE | Pre Galvanised 275 GSM sheet factory fabricated perforated cable tray | corrosion protection shall confirm to DIN EN 10346 | as per IS/IEC-61537 |  |  | Sqm
101006004002 | 101006004002022 | 300W x60 H X 1MM cable trays made out of 2mm thick M.S. Sheet steel. | ELECTRICAL | No | Yes |  |  |  | PERFORATED TYPE | Pre Galvanised 275 GSM sheet factory fabricated perforated cable tray | corrosion protection shall confirm to DIN EN 10346 | as per IS/IEC-61537 |  |  | Sqm
101006004002 | 101006004002023 | 450Wx60 H X 1.2MM cable trays made out of 2mm thick M.S. Sheet steel. | ELECTRICAL | No | Yes |  |  |  | PERFORATED TYPE | Pre Galvanised 275 GSM sheet factory fabricated perforated cable tray | corrosion protection shall confirm to DIN EN 10346 | as per IS/IEC-61537 |  |  | Sqm
101006004002 | 101006004002024 | 100 Wx60 H 2mm thick Hot dip Galvanized factory fabricated | ELECTRICAL | No | Yes |  |  |  | PERFORATED TYPE | [5 empty] | Sqm
101006004002 | 101006004002025 | 150 Wx60 H 2mm thick Hot dip Galvanized factory fabricated | ELECTRICAL | No | Yes |  |  |  | PERFORATED TYPE | corrosion protection shall confirm to DIN EN 10346 / ISO 1461. | as per IEC-61537 |  |  |  | Sqm
101006004002 | 101006004002026 | 300W x60 H 2mm thick Hot dip Galvanized factory fabricated | ELECTRICAL | No | Yes |  |  |  | PERFORATED TYPE | corrosion protection shall confirm to DIN EN 10346 / ISO 1461. | as per IEC-61537 |  |  |  | Sqm
101006004002 | 101006004002027 | 450Wx60 H 2mm thick Hot dip Galvanized factory fabricated | ELECTRICAL | No | Yes |  |  |  | PERFORATED TYPE | corrosion protection shall confirm to DIN EN 10346 / ISO 1461. | as per IEC-61537 |  |  |  | Sqm
101006004002 | 101006004002028 | 75 Wx60 H Stainless Steel cable trays | ELECTRICAL | No | Yes |  |  |  | Perforated cable tray | IEC 61537 | stainless steel 316 Grade |  |  |  | Sqm
101006004002 | 101006004002029 | 100 Wx60 H Stainless Steel cable trays | ELECTRICAL | No | Yes |  |  |  | Perforated cable tray | IEC 61538 | stainless steel 316 Grade |  |  |  | Sqm
101006004002 | 101006004002030 | 150W x60 H Stainless Steel cable trays | ELECTRICAL | No | Yes |  |  |  | Perforated cable tray | IEC 61539 | stainless steel 316 Grade |  |  |  | Sqm
101006004002 | 101006004002031 | 200Wx60 H Stainless Steel cable trays | ELECTRICAL | No | Yes |  |  |  | Perforated cable tray | IEC 61540 | stainless steel 316 Grade |  |  |  | Sqm
101006004 | 101006004003 | ACCESSORIES | ELECTRICAL | Yes | No | [9 empty] | Sqm
101006004003 | 101006004003001 | 1000mm. tray. | ELECTRICAL | No | Yes |  |  |  | External / internal vertical | [5 empty] | Sqm
101006004003 | 101006004003002 | 750mm. tray. | ELECTRICAL | No | Yes |  |  |  | External / internal vertical | [5 empty] | Sqm
101006004003 | 101006004003003 | 600mm. tray. | ELECTRICAL | No | Yes |  |  |  | External / internal vertical | [5 empty] | Sqm
101006004003 | 101006004003004 | 450mm tray. | ELECTRICAL | No | Yes |  |  |  | External / internal vertical | [5 empty] | Sqm
101006004003 | 101006004003005 | 300mm tray. | ELECTRICAL | No | Yes |  |  |  | External / internal vertical | [5 empty] | Sqm
101006004003 | 101006004003006 | 150mm tray. | ELECTRICAL | No | Yes |  |  |  | External / internal vertical | [5 empty] | Sqm
101006004003 | 101006004003007 | 100mm tray. | ELECTRICAL | No | Yes |  |  |  | External / internal vertical | [5 empty] | Sqm
101006004003 | 101006004003008 | 1000mm. tray. | ELECTRICAL | No | Yes |  |  |  | External / internal reducer | [5 empty] | Sqm
101006004003 | 101006004003009 | 750mm. tray. | ELECTRICAL | No | Yes |  |  |  | External / internal reducer | [5 empty] | Sqm
101006004003 | 101006004003010 | 600mm. tray. | ELECTRICAL | No | Yes |  |  |  | External / internal reducer | [5 empty] | Sqm
101006004003 | 101006004003011 | 450mm. tray. | ELECTRICAL | No | Yes |  |  |  | External / internal reducer | [5 empty] | Sqm
101006004003 | 101006004003012 | 300mm. tray. | ELECTRICAL | No | Yes |  |  |  | External / internal reducer | [5 empty] | Sqm
101006004003 | 101006004003013 | 200mm. tray. | ELECTRICAL | No | Yes |  |  |  | External / internal reducer | [5 empty] | Sqm
101006004003 | 101006004003014 | 100mm. tray. | ELECTRICAL | No | Yes |  |  |  | External / internal reducer | [5 empty] | Sqm
101006004003 | 101006004003015 | 1mm sheet suitable for 750mm width tray. | ELECTRICAL | No | Yes |  |  |  | G.I PERFORATED COVER | [5 empty] | Sqm
101006004003 | 101006004003016 | 1mm sheet suitable for 600mm width tray. | ELECTRICAL | No | Yes |  |  |  | G.I PERFORATED COVER | [5 empty] | Sqm
101006004003 | 101006004003017 | 0.6mm sheet suitable for 300-450mm width tray. | ELECTRICAL | No | Yes |  |  |  | G.I PERFORATED COVER | [5 empty] | Sqm
101006004003 | 101006004003018 | 0.6mm sheet suitable for 200mm width tray. | ELECTRICAL | No | Yes |  |  |  | G.I PERFORATED COVER | [5 empty] | Sqm
101006004003 | 101006004003019 | 1mm sheet for 450mm width tray. | ELECTRICAL | No | Yes |  |  |  | G.I PERFORATED COVER | [5 empty] | Sqm
101006004003 | 101006004003020 | 0.6mm sheet for 300mm width tray | ELECTRICAL | No | Yes |  |  |  | G.I PERFORATED COVER | [5 empty] | Sqm
101006004003 | 101006004003021 | 0.6mm sheet for 150-200mm width tray. | ELECTRICAL | No | Yes |  |  |  | G.I PERFORATED COVER | [5 empty] | Sqm
101006004003 | 101006004003022 | Cover 0.6mm sheet for 150mm width tray. | ELECTRICAL | No | Yes |  |  |  | G.I PERFORATED COVER | [5 empty] | Sqm
101006004003 | 101006004003023 | Cover 1mm sheet for 1000mm width tray. | ELECTRICAL | No | Yes |  |  |  | G.I PERFORATED COVER | [5 empty] | Sqm
101006004003 | 101006004003024 | 150mm tray. | ELECTRICAL | No | Yes |  |  |  | External / internal reducer | [5 empty] | Sqm
101006004003 | 101006004003025 | 75mm width tray. | ELECTRICAL | No | Yes |  |  |  | STAINLESS STEEL PERFORATED COVER | [5 empty] | Sqm
101006004003 | 101006004003026 | 100mm width tray. | ELECTRICAL | No | Yes |  |  |  | STAINLESS STEEL PERFORATED COVER | [5 empty] | Sqm
101006004003 | 101006004003027 | 150mm width tray. | ELECTRICAL | No | Yes |  |  |  | STAINLESS STEEL PERFORATED COVER | [5 empty] | Sqm
101006004003 | 101006004003028 | 200mm width tray. | ELECTRICAL | No | Yes |  |  |  | STAINLESS STEEL PERFORATED COVER | [5 empty] | Sqm
101006004003 | 101006004003029 | 450mm x 150mm x 50 - 60mm depth | ELECTRICAL | No | Yes |  |  |  | Transparent thermoplastic enclosure | [5 empty] | Sqm
101006004003 | 101006004003030 | 11- 40kg weight & length 1-2 metres. | ELECTRICAL | No | Yes |  |  |  | Gripple make hanger | [5 empty] | Sqm
101006004003 | 101006004003031 | 11- 40kg weight & length 2-3 metres. | ELECTRICAL | No | Yes |  |  |  | Gripple make hanger | [5 empty] | Sqm
101006004003 | 101006004003032 | 91-225kg weight & length of 2 to 3 metres. | ELECTRICAL | No | Yes |  |  |  | Gripple make hanger | [5 empty] | Sqm
101006 | 101006005 | RACEWAY | ELECTRICAL | Yes | No | [9 empty] | Mtr
101006005 | 101006005001 | Galvanised Iron 50 mm X 40 mm | ELECTRICAL | No | Yes |  |  |  | 1.6 mm thick Pregalvanised sheet (120 gsm ) complete with 1.6 mm thick pregalvanised (120 gsm) cover | [5 empty] | Sqm
101006005 | 101006005002 | Galvanised Iron 100 mm. (Wide) x 40 mm. (Height) | ELECTRICAL | No | No | [9 empty] | Sqm
101006005 | 101006005003 | Galvanised Iron 150 mm. (Wide) x 40 mm. (Height) | ELECTRICAL | No | No | [9 empty] | Sqm
101006005 | 101006005004 | Galvanised Iron 300 mm. (Wide) x 40 mm. (Height) | ELECTRICAL | No | No | [9 empty] | Sqm
101006005 | 101006005005 | Galvanised Iron 450 mm. (Wide) x 40 mm. (Height) | ELECTRICAL | No | No | [9 empty] | Sqm
101006005 | 101006005006 | Galvanised Iron 100 mm. x 100 mm. x 50 mm. | ELECTRICAL | No | No | [9 empty] | Sqm
101006005 | 101006005007 | Galvanised Iron 200 mm. x 200 mm. x 50 mm. | ELECTRICAL | No | No | [9 empty] | Sqm
101006005 | 101006005008 | Galvanised Iron 350 mm. x 350mm. x 50 mm. | ELECTRICAL | No | No | [9 empty] | Sqm
101006005 | 101006005009 | Galvanised Iron 500 mm. x 500mm. x 50 mm | ELECTRICAL | No | No | [9 empty] | Sqm
101006005 | 101006005010 | 300mm x 40mm | ELECTRICAL | No | Yes |  |  |  | Floor raceways with 1 central barrier. | 1.6 mm thick pre galvanized sheet steel with 1.2 mm thick screwed / Push to fit type cover |  |  |  |  | Sqm
101006005 | 101006005011 | 200mm x 40mm | ELECTRICAL | No | Yes |  |  |  | Floor raceways with 1 central barrier. | 1.6 mm thick pre galvanized sheet steel with 1.2 mm thick screwed / Push to fit type cover |  |  |  |  | Sqm
101006005 | 101006005012 | 150mm x 40mm | ELECTRICAL | No | Yes |  |  |  | raceways without central barrier. | 1.6 mm thick pre galvanized sheet steel with 1.2 mm thick screwed / Push to fit type cover |  |  |  |  | Sqm
101006005 | 101006005013 | 100mm x 40mm | ELECTRICAL | No | Yes |  |  |  | raceways without central barrier. | 1.6 mm thick pre galvanized sheet steel with 1.2 mm thick screwed / Push to fit type cover |  |  |  |  | Sqm
101006005 | 101006005014 | 100 x 40 mm. | ELECTRICAL | No | Yes |  |  |  | plastic race way system | [5 empty] | Sqm
101006 | 101006006 | HT - ALUMINIUM - SINGLE COMPRESSION | ELECTRICAL | Yes | No | [9 empty] | Sqm
101006006 | 101006006001 | 11KV (E), XLPE,HT Aluminium, armoured FRLS cable- Indoor Type | ELECTRICAL | No | Yes | 3M/ Raychem |  |  | 3Cx300 Sq.mm | heat shrinkable termination kit | with heavy duty aluminium lugs |  |  |  | Sqm
101006006 | 101006006002 | 33KV grade XLPE cable (Earthed) with aluminium conductor of flat armoured cable | ELECTRICAL | No | Yes |  |  |  | 3 core 300Sqmm Al. Tripod outdoor type jointing kit | [5 empty] | Sqm
101006006 | 101006006003 | 33KV grade XLPE cable (Earthed) with aluminium conductor of flat armoured cable | ELECTRICAL | No | Yes |  |  |  | 3 core 300Sqmm Al. Outdoor kit suitable for Outdoor VCB & Transformer | [5 empty] | Sqm
101006006 | 101006006004 | 33KV grade XLPE cable (Earthed) with aluminium conductor of flat armoured cable | ELECTRICAL | No | Yes |  |  |  | 3 core 300Sqmm Al. Indoor kit suitable for Indoor VCB | [5 empty] | Sqm
101006006 | 101006006005 | 11KV grade XLPE (Earthed) cable with heat shrink type cable | ELECTRICAL | No | Yes |  |  |  | 3 core 300 Sqmm | Outdoor kit suitable for Outdoor VCB & Transformer |  |  |  |  | Sqm
101006006 | 101006006006 | 11KV grade XLPE (Earthed) cable with heat shrink type cable | ELECTRICAL | No | Yes |  |  |  | 3 core 300 Sqmm | Indoor kit suitable for Indoor VCB |  |  |  |  | Sqm
101006006 | 101006006007 | 11 KV grade XLPE (unEarthed) cable with shrink type | ELECTRICAL | No | Yes |  |  |  | 3 core 300 Sqmm. | [5 empty] | Sqm
101006 | 101006007 | DOUBLE COMPRESSION - COPPER FLEXIBLE | ELECTRICAL | Yes | No | [9 empty] | Sqm
101006007 | 101006007001 | 1.1KV, Copper, Flexible, PVC,FRLS, cable (GREEN CABLE FOR EARTHING)1C x 2.5 Sq.mm | ELECTRICAL | No | No | [9 empty] | Sqm
101006007 | 101006007002 | 1.1KV, Copper, Flexible, PVC,FRLS, cable (GREEN CABLE FOR EARTHING)1C x 04 Sq.mm | ELECTRICAL | No | No | [9 empty] | Sqm
101006007 | 101006007003 | 1.1KV, Copper, Flexible, PVC,FRLS, cable (GREEN CABLE FOR EARTHING)1C x 06 Sq.mm | ELECTRICAL | No | No | [9 empty] | Sqm
101006007 | 101006007004 | 1.1KV, Copper, Flexible, PVC,FRLS, cable (GREEN CABLE FOR EARTHING)1C x 10 Sq.mm | ELECTRICAL | No | No | [9 empty] | Sqm
101006007 | 101006007005 | 1.1KV, Copper, Flexible, PVC,FRLS, cable (GREEN CABLE FOR EARTHING)1C x 16 Sq.mm | ELECTRICAL | No | No | [9 empty] | Sqm
101006007 | 101006007006 | 1.1KV, Copper, Flexible, PVC,FRLS, cable (GREEN CABLE FOR EARTHING)1C x 25 Sq.mm | ELECTRICAL | No | No | [9 empty] | Sqm
101006007 | 101006007007 | 1.1KV, Copper, Flexible, PVC,FRLS, cable (GREEN CABLE FOR EARTHING)1C x 50 Sq.mm | ELECTRICAL | No | No | [9 empty] | Sqm
101006007 | 101006007008 | 1.1KV, Copper, Flexible, PVC,FRLS, cable (GREEN CABLE FOR EARTHING)1C x 70 Sq.mm | ELECTRICAL | No | No | [9 empty] | Sqm
101006 | 101006008 | DOUBLE COMPRESSION - ALUMINIUM | ELECTRICAL | Yes | No | [9 empty] | Sqm
101006008 | 101006008001 | 1.1KV (E), XLPE,LT Aluminium, armoured FRLS cable4Cx16 Sq.mm. XLPE | ELECTRICAL | No | No | [9 empty] | Sqm
101006008 | 101006008002 | 1.1KV (E), XLPE,LT Aluminium, armoured FRLS cable4Cx10 Sq.mm. - 3 P (12 Nos) | ELECTRICAL | No | No | [9 empty] | Sqm
101006008 | 101006008003 | 1.1KV (E), XLPE,LT Aluminium, armoured FRLS cable3Cx4 Smm | ELECTRICAL | No | No | [9 empty] | Sqm
101006008 | 101006008004 | 1.1KV (E), XLPE,LT Aluminium, armoured FRLS cable3.5C x 240 Sq.mm. | ELECTRICAL | No | No | [9 empty] | Sqm
101006008 | 101006008005 | 1.1KV (E), XLPE,LT Aluminium, armoured FRLS cable3C x 120 Sq.mm. | ELECTRICAL | No | No | [9 empty] | Sqm
101006008 | 101006008006 | 1.1 KV grade double compression type cable gland XLPE aluminium3 1/2C 400 Sqmm. XLPE Al. | ELECTRICAL | No | No | [9 empty] | Sqm
101006008 | 101006008007 | 1.1 KV grade double compression type cable gland XLPE aluminium3 1/2C 300 Sqmm. XLPE Al. | ELECTRICAL | No | No | [9 empty] | Sqm
101006008 | 101006008008 | 1.1 KV grade double compression type cable gland XLPE aluminium3 1/2C 185 Sqmm XLPE Al. | ELECTRICAL | No | No | [9 empty] | Sqm
101006008 | 101006008009 | 1.1 KV grade double compression type cable gland XLPE aluminium31/2C 150 Sqmm XLPE Al. | ELECTRICAL | No | No | [9 empty] | Sqm
101006008 | 101006008010 | 1.1 KV grade double compression type cable gland XLPE aluminium31/2C 120 Sqmm XLPE Al. | ELECTRICAL | No | No | [9 empty] | Sqm
101006008 | 101006008011 | 1.1 KV grade double compression type cable gland XLPE aluminium31/2C 95 Sqmm XLPE Al. | ELECTRICAL | No | No | [9 empty] | Sqm
101006008 | 101006008012 | 1.1 KV grade double compression type cable gland XLPE aluminium31/2C 70 Sqmm. XLPE Al. | ELECTRICAL | No | No | [9 empty] | Sqm
101006008 | 101006008013 | 1.1 KV grade double compression type cable gland XLPE aluminium31/2C 50 Sqmm. XLPE Al. | ELECTRICAL | No | No | [9 empty] | Sqm
101006008 | 101006008014 | 1.1 KV grade double compression type cable gland XLPE aluminium31/2C 35 Sqmm. XLPE Al. | ELECTRICAL | No | No | [9 empty] | Sqm
101006008 | 101006008015 | 1.1 KV grade double compression type cable gland XLPE aluminium4C 70 Sqmm XLPE AL. | ELECTRICAL | No | No | [9 empty] | Sqm
101006008 | 101006008016 | 1.1 KV grade double compression type cable gland XLPE aluminium4C 50 Sqmm XLPE AL. | ELECTRICAL | No | No | [9 empty] | Sqm
101006008 | 101006008017 | 1.1 KV grade double compression type cable gland XLPE aluminium4C 35 Sqmm. XLPE Al. | ELECTRICAL | No | No | [9 empty] | Sqm
101006 | 101006009 | SINGLE COMPRESSION COPPER | ELECTRICAL | Yes | No | [9 empty] | Sqm
101006009 | 101006009001 | Single compression gland with ring type earthing tag ,Stranded Copper, XLPE Cable3.5C x 185 sq.mm | ELECTRICAL | No | No | [9 empty] | Sqm
101006009 | 101006009002 | Single compression gland with ring type earthing tag ,Stranded Copper, XLPE Cable4C x 6 sq.mm, | ELECTRICAL | No | No | [9 empty] | Sqm
101006009 | 101006009003 | Single compression gland with ring type earthing tag ,Stranded Copper, XLPE Cable4C x 10 sq.mm, | ELECTRICAL | No | No | [9 empty] | Sqm
101006009 | 101006009004 | Single compression gland with ring type earthing tag ,Stranded Copper, XLPE Cable3.5C x 185 sq.mm, | ELECTRICAL | No | No | [9 empty] | Sqm
101006009 | 101006009005 | Single compression gland with ring type earthing tag ,Stranded Copper, XLPE Cable3C x 25 sq.mm, | ELECTRICAL | No | No | [9 empty] | Sqm
101006009 | 101006009006 | Single compression gland with ring type earthing tag ,Stranded Copper, XLPE Cable2C x 2.5 sq.mm, | ELECTRICAL | No | No | [9 empty] | Sqm
101006009 | 101006009007 | Single compression gland with ring type earthing tag ,Stranded Copper, XLPE Cable3C x 2.5 Sq.mm. | ELECTRICAL | No | No | [9 empty] | Sqm
101006009 | 101006009008 | Single compression gland with ring type earthing tag ,Stranded Copper, XLPE Cable3C x 1.5 Sq.mm. | ELECTRICAL | No | Yes |  |  |  | COPPER FLEXIBLE | [5 empty] | Sqm
101006009 | 101006009009 | Single compression gland with ring type earthing tag ,Stranded Copper, XLPE Cable2C x 1.5 Sqmm CU | ELECTRICAL | No | Yes |  |  |  | 650 VArmoured Cable XLPE FRLS - Color Code of Cable - RED | IS 1554 | GI saddle spacers every 0.3 mtr |  |  |  | Sqm
101006009 | 101006009010 | Single compression gland with ring type earthing tag ,Stranded Copper, XLPE Cable4C x 1.5 Sqmm CU | ELECTRICAL | No | Yes |  |  |  | 650 VArmoured Cable XLPE FRLS - Color Code of Cable - RED | IS 1555 | GI saddle spacers every 0.3 mtr |  |  |  | Sqm
101 | 101007 | LIGHT | ELECTRICAL | Yes | No | [9 empty] | Nos
101007 | 101007001 | LIGHT FITTINGS | ELECTRICAL | Yes | No | [9 empty] | Nos
101007001 | 101007001001 | Industrial integral LED40 W | ELECTRICAL | No | No | [9 empty] | Nos
101007001 | 101007001002 | Industrial integral LED80W | ELECTRICAL | No | No | [9 empty] | Nos
101007001 | 101007001003 | Flood light110W LED | ELECTRICAL | No | No | [9 empty] | Nos
101007001 | 101007001004 | Flood light80W | ELECTRICAL | No | No | [9 empty] | Nos
101007001 | 101007001005 | Down light 15 W LED | ELECTRICAL | No | No | [9 empty] | Nos
101007001 | 101007001006 | Sqauare type65 W | ELECTRICAL | No | No | [9 empty] | Nos
101007001 | 101007001007 | circular 13W | ELECTRICAL | No | No | [9 empty] | Nos
101007001 | 101007001008 | flame proof luminaire58W | ELECTRICAL | No | No | [9 empty] | Nos
101007001 | 101007001009 | mirror Light5W | ELECTRICAL | No | No | [9 empty] | Nos
101007001 | 101007001010 | Surface light36 W | ELECTRICAL | No | No | [9 empty] | Nos
101007001 | 101007001011 | Recess mounted indirect-direct LED42 W | ELECTRICAL | No | No | [9 empty] | Nos
101007001 | 101007001012 | Recess mounted circular LE18W | ELECTRICAL | No | No | [9 empty] | Nos
101007001 | 101007001013 | Flood light70W | ELECTRICAL | No | No | [9 empty] | Nos
101007001 | 101007001014 | Head light10W | ELECTRICAL | No | No | [9 empty] | Nos
101007001 | 101007001015 | Head light7W | ELECTRICAL | No | No | [9 empty] | Nos
101007001 | 101007001016 | LED Street Light 36W | ELECTRICAL | No | No | [9 empty] | Nos
101007001 | 101007001017 | Flood lighting 8W | ELECTRICAL | No | No | [9 empty] | Nos
101007001 | 101007001018 | SINGLE POLE STREET LIGHTS70W | ELECTRICAL | No | No | [9 empty] | Nos
101007001 | 101007001019 | SINGLE POLE STREET LIGHTS36W | ELECTRICAL | No | No | [9 empty] | Nos
101007001 | 101007001020 | 100W having System Efficacy >150 lm/W, system output 15000 Lumens | ELECTRICAL | No | Yes | Similar to Philips BY515P LED150S 5700 WB PSU GR |  |  | THD <10%, Power Factor >0.95, CRI >70, CCT 5700K | IP 65 single piece die cast aluminium | 4KV Surge protection temp. from 0 to 55 deg C | Impact resistance IK08, Life L70B50 @ 50k hrs |  |  | Nos
101007001 | 101007001021 | 30W Recessed Mounted 3600 lumens and minmum system efficacy of 120lm/W. | ELECTRICAL | No | Yes | Similar to Philips RC380B LED36S-5700 G6 L60W60 PSU OD |  |  | color temperature of 5700K and CRI>80 Ripple <5%, THD<10% and PF >0.95 | IP20 Class B powder coated CRCA with high efficiency PS diffuser | surge protection up to 4kV | voltage range from 120-270VAC |  |  | Nos
101007001 | 101007001022 | 155 W output of 18500. System Efficacy should be Min 120 Lm/w | ELECTRICAL | No | Yes | Similar to Philips Make: BVP483 LED185 CW SWB PSU 155 W |  |  | CCT of 5700 K, CRI > 80, SDCM < 5 , 50K @ L70B50 THD < 10 % , PF > 0.95 | IP66 & IK08 Protection Optics Lens should be of PC having UV & Yellowing resistance feature | Min 4 KV Internal Surge Protection withstand 440 V P_P for 8 Hrs with High cut off @ 325 V and Auto restart | Voltage be 120 – 277 VACS |  |  | Nos
101007001 | 101007001023 | 20W having System Efficacy >120 lm/W, system output >2400 Lumens | ELECTRICAL | No | Yes | Similar to Philips WT201C LED24S-6500 PSU L120 |  |  | THD <10%, Power Factor >0.95, CRI >80, CCT 6500 Impact resistance IK08, , Life L70B50 @ 50k hrs,ripple <5% | IP 65 protected Class B UV shielded poly carbonate extrusion PC | 4KV Surge protection |  |  |  | Nos
101007001 | 101007001024 | 36W having System Efficacy >120 lm/W, system output >4400 Lumens | ELECTRICAL | No | Yes | Similar to Philips WT201C LED44S-6500 PSU L120 |  |  | THD <10%, Power Factor >0.95, CRI >80, CCT 6500, Impact resistance IK08, , Life L70B50 @ 50k hrs,ripple <5% | IP 65 protected Class B UV shielded poly carbonate extrusion PC | 4KV Surge protection |  |  |  | Nos
101007001 | 101007001025 | 70W having System Efficacy >150 lm/W, system output 10000 Lumens | ELECTRICAL | No | Yes | Similar to Philips BY515P LED100S 5700 WB PSU GR |  |  | THD <10%, Power Factor >0.95, CRI >70, CCT 5700K Impact resistance IK08, Life L70B50 @ 50k hrs | IP 65 protected single piece die cast aluminium housing having integrated PC lens cover | 4KV Surge protection temp. from 0 to 55 deg C |  |  |  | Nos
101007001 | 101007001026 | 18W recessed mounted 150 mm Cutout for visual comfort Downlighter delivering >2000 Lumen | ELECTRICAL | No | Yes | Similar to Philips DN296B LED20S-6500 PSU WH. |  |  | 6500K CRI>80, THD <10% CRS ( R No ) L70B50 @ 50K Hrs, Power factor>0.95 | IP20 protection High quality polycarbonate diffuser | internal surge protection of 2.5kV temperature range from 0 to 45 deg C |  |  |  | Nos
101007001 | 101007001027 | 11W recessed mounted 150 mm Cutout for visual comfort Downlighter delivering >1200 Lumen, | ELECTRICAL | No | Yes | Similar to Philips DN296B LED12S-6500 PSU WH. |  |  | 6500K CRI>80, THD <10%,, Input voltage Range 140-270 VAC CRS ( R No ) L70B50 @ 50K Hrs, Power factor>0.95 | IP20 protection High quality polycarbonate diffuser | internal surge protection of 2.5kV temperature range from 0 to 45 deg C |  |  |  | Nos
101007001 | 101007001028 | 190W lumen output of 24000 lumens luminous efficacy > 125 Lm/w | ELECTRICAL | No | Yes | Similar to PHILIPS BRP 340 LED 240 CW HO SLC S2 PSU GR |  |  | CCT of 5700 K, CRI > 70, SDCM < 5 with useful life of L70B50@75000 Hrs 4 Kv Internal SPD and Thd < 10% | IP66 and IK09 protection Class B Voltage be 120 – 277 VAC | withstanding voltage stress of 440V for 8 Hrs., auto shutdown @ 325V | SPD able to sustain a minimum 15 hits of 10KA rating |  |  | Nos
101007001 | 101007001029 | 150 W | ELECTRICAL | No | Yes | Philips |  |  | High lumen efficiency of upto 170 lm/W | [5 empty] | Nos
101007001 | 101007001030 | ARM POLE | ELECTRICAL | No | Yes | Bajaj/ volmount/ mayfair |  |  | 7m GI Octangonal Double arm Pole | welding as per BS 5135/IS 9595 MS shall confirm to BSEN100025/100027 structure shall be hot dip galavanised as per BS 729/ IS2629 Foundation accesory should be as per IS 1367 | IP-65 with 4 pole MCB | flushed door at approximate 700mm height from Pole Base | Pole should be complete with 1m Bracket |  | Nos
101007001 | 101007001031 | ARM POLE | ELECTRICAL | No | Yes | Bajaj/ volmount/ mayfair |  |  | 7m GI Octangonal single arm Pole | welding shall be done as per BS 5135/IS 9595 MS shall confirm to BSEN100025/100027 structure shall be hot dip galavanised as per BS 729/ IS2629 Foundation accesory should be as per IS 1367 | IP-65 with 4 pole MCB | flushed door at approximate 700mm height from Pole Base | Pole should be suitable to mounting flood light(1 No) |  | Nos
101007001 | 101007001032 | LED | ELECTRICAL | No | Yes |  |  |  | 150W with aviation lamp. | 30Mtr Height High Mast | 8 nos LED Luminaries |  |  |  | Nos
101007001 | 101007001033 | PIPE Braket | ELECTRICAL | No | Yes |  |  |  | MS 40DIA | 1 Meter | IP-65 | Loop in and Loop out cable termination |  |  | Nos
101007001 | 101007001034 | LED 40 Watts Battern | ELECTRICAL | No | Yes |  |  |  | IP65 Protection | [5 empty] | Nos
101007001 | 101007001035 | KEYPAD | ELECTRICAL | No | Yes | Philips |  |  | 2 Module GI Metal Box | [5 empty] | Nos
101007001 | 101007001036 | SENSOR | ELECTRICAL | No | Yes | LCM1061 |  |  | Recess/Surface Occuswitch | maximum load of 4A. Mounting Ht. 2.5 mts to 4 mts | Coverage 6 mts |  |  |  | Nos
101007001 | 101007001037 | CABLE | ELECTRICAL | No | Yes | Kordz/Comscope/Molex/Belden |  |  | CAT6 U/UTP 23/24AWG | [5 empty] | Nos
101007001 | 101007001038 | Light Fitting serial port gateway | ELECTRICAL | No | Yes | DDNG232/DTK622-RS232 | [8 empty] | Nos
101007001 | 101007001039 | Light Fitting Software | ELECTRICAL | No | Yes | [9 empty] | Nos
101007001 | 101007001040 | IP20 class Tridium BMS Gateway | ELECTRICAL | No | Yes | DDNG-BACNET |  |  | Supply Voltage 24 VAC/VDC | Certification CE, RCM, UL/cUL, FCC, ICES, UKCA, RoHS, |  |  |  |  | Nos
101007001 | 101007001041 | 48 watts | ELECTRICAL | No | Yes | Philips type BRP056 LED 62 CW SLF A1 PSU or equivalent |  |  | Luminous Flux - 6200 lm 130 lm/wat | 4KV surge protection, | Lumen defficiency - upto 30% over 50k Burning Hrs | IP66 |  |  | Nos
101007001 | 101007001042 | 105 Watts | ELECTRICAL | No | Yes | Philips type BRP409 LED137 CW SLC FG A1 PSU GR or equivalent . |  |  | Luminous Flux- 13700 lm 130 lm/watt | 4KV surge protection, | Lumen defficiency - upto 30% over 50k Burning Hrs | IP66 |  |  | Nos
101007001 | 101007001043 | POWER SUPPLY MODULE | ELECTRICAL | No | Yes | Equivalent to Philips Dynalite DDNP1501 |  |  | Power: 15V DC 1.5 Amps | Supply of 110-240V ±14% 50/60Hz Single Phase at 0.25A | Size of six-unit DIN-rail mount |  |  |  | Nos
101007001 | 101007001044 | 187.5 w | ELECTRICAL | No | Yes | Philips BY617P LED 300S 5700 NB PSU GR G2 or equivalent |  |  | 30000 lmii Lumen output per watt - 160lm/watt | burning life- 50000 Hrs surge protection upto 4kV | luminous efficacy >=160 lm/W , die-cast aluminium | IP 65 |  |  | Nos
101007001 | 101007001045 | 28W | ELECTRICAL | No | Yes | Philips RC380B LED36S-4000 G4 L60 W60 PSU OD or equivalent |  |  | Surface / Flush mounted | 2x2 Full Glow high lumen | lumen >4200 | input voltage suitable for 150-270V/50hz |  |  | Nos
101007001 | 101007001046 | >31W | ELECTRICAL | No | Yes | Philips RC380B LED36S-6000 G4 L60 W60 PSU OD or equivalent |  |  | Surface / Flush mounted | lumen package is >4200 | Colour temperature 4000K | Driver efficiency>85% with power factor>0.9 | voltage 150-270V/50hz |  | Nos
101007001 | 101007001047 | >31W DALI COMPATIBLE | ELECTRICAL | No | Yes | Philips RC380B LED36S-6500 G6 L60W60 PSD OD or equivalent |  |  | Surface / Flush mounted | lumen package is >4200 | Colour temperature 4000K | Driver efficiency>85% with power factor>0.9 | voltage 150-270V/50hz |  | Nos
101007001 | 101007001048 | <13.5W | ELECTRICAL | No | Yes | Philips DN296B LED 15S 4000 PSU WH or equivalent |  |  | Recess/ surface mounted | not less than 1500 lumens | system efficacy shall be > 110 lm/W , Colour Temperature-6500K or Higher | Driver efficiency>85%, THD<10%, Power factor>0.9 | LED make:IEC62471 LED binning as per ANSI Bin C78.377A |  | Nos
101007001 | 101007001049 | <13.5W | ELECTRICAL | No | Yes | Philips DN296B LED15S-6500 PSD WH or equivalent |  |  | Recess/ surface mounted WITH DALI COMPATIBLE | not less than 1500 lumens | system efficacy shall be > 110 lm/W , Colour Temperature-6500K or Higher | Driver efficiency>85%, THD<10%, Power factor>0.9 | LED make:IEC62471 LED binning as per ANSI Bin C78.377A |  | Nos
101007001 | 101007001050 | Wattage ≤ 22W | ELECTRICAL | No | Yes | Philips SP780 LED 26S- 6500 PSD W5 6113 OD WH + L Connectors or equivalent |  |  | Suspended type 4 feet LED MOUNTED DALI compatible | lumen≥ 2200lm | LED Efficacy of > 100lm/W luminous Efficacy≥120lm/W | Class 1 Insulation LED make:IEC62471 LED binning as per ANSI Bin C78.377A | Power factor>0.95, Inbuilt Surge protection in CM ≥ 3.0KV |  | Nos
101007001 | 101007001051 | 10W | ELECTRICAL | No | Yes | Philips Ref:DN192B LED9S-4000 PSU WH S1 or Equivalent |  |  | Recess/ surface mounted with fabricated box type | shall not be less than 1000 lumens with 4000K 'CCT | luminous efficacy >=110 lm/ W CRI shall be > 80 | downlighter has a cut-out dimension of 135mm | diecast aluminium heat sink and high efficiency polycarbonate diffuser |  | Nos
101007001 | 101007001052 | 20W | ELECTRICAL | No | Yes |  |  |  | Surface/Flush mounted | LED round downlight |  |  |  |  | Nos
101007001 | 101007001053 | 15 to 20w | ELECTRICAL | No | Yes |  |  |  | Surface/Flush mounted | round downligh |  |  |  |  | Nos
101007001 | 101007001054 | MIRROR LIGHT | ELECTRICAL | No | Yes | [9 empty] | Nos
101007001 | 101007001055 | 12W | ELECTRICAL | No | Yes |  |  |  | SURFACE\FLUSH LED | [5 empty] | Nos
101007001 | 101007001056 | 8W LED BOLLARD | ELECTRICAL | No | Yes | Equivalent to Philips BCP151 LED150/NW PSU 220-240V 7043 or equivalent |  |  | bollard shall be of 3000K CCT | IK10 and Class I protection | System Lumen: 300lm; CRI > 75. | bollard shall be > 0.8 Mtrs | IP 65 |  | Nos
101007 | 101007002 | SMART KEYPAD | ELECTRICAL | Yes | No | [9 empty] | Nos
101007002 | 101007002001 | Push type 6 key | ELECTRICAL | No | Yes | Equivalent to Philips Dynalite item Code: PA6BPE-WW-X + DACM-Dynet |  |  | Operating on 12V DC @ 40-50mA from Dynet network | Wall mounted on 2M (3 X 3 size) modular box | Certification: CE, RCM, FCC, ICES, RoHS. |  |  |  | Nos
101007002 | 101007002002 | Antumbra Lite 4 key | ELECTRICAL | No | Yes | Philips Dynalite item Code: PA4BLE-WW-X + DLLI8I8O |  |  | Operating on 12V DC @ 40-50mA from Dynet network. | Wall mounted on 2M (3 X 3 size) modular box | Certification: CE, RCM, FCC, ICES, RoHS |  |  |  | Nos
101007002 | 101007002003 | Antumbra Lite 2 key | ELECTRICAL | No | Yes | Philips Dynalite item Code: PA2BLE-WW-X + DLLI8I8O |  |  | Operating on 12V DC @ 40-50mA from Dynet network. | Wall mounted on 2M (3 X 3 size) modular box | Certification: CE, RCM, FCC, ICES, RoHS. |  |  |  | Nos
101007002 | 101007002004 | Antumbra Display keypad | ELECTRICAL | No | Yes | Equivalent to Philips Dynalite PADPE-WW-X+DACM-Dynet |  |  | Operating on 12V DC @ 40-50mA from network | Wall mounted on 2M (3 X 3 size) modular box |  |  |  |  | Nos
101007 | 101007003 | GATEWAY | ELECTRICAL | Yes | No | [9 empty] | Nos
101007003 | 101007003001 | Network gateway | ELECTRICAL | No | Yes | Philips Dynalite item Code: DDNG485 |  |  | Supply : 12V DC 375mA dynet network | 64 channels of DMX512 | Serial Port Isolation 3.75KV RMS optical isolation between ports. | Certification: CE, RCM, RoHS. |  |  | Nos
101007003 | 101007003002 | IP Gateway | ELECTRICAL | No | Yes | Philips Dynalite item Code:PDEG |  |  | Power: 15V DC supplied by the control system network at 200mA | Certification: CE, RCM, UL/cUL, FCC, ICES, RoHS. |  |  |  |  | Nos
101007 | 101007004 | CONTROLLER | ELECTRICAL | Yes | No | [9 empty] | Nos
101007004 | 101007004001 | DALI CONTROLLER | ELECTRICAL | Yes | No | [9 empty] | Nos
101007004001 | 101007004001001 | 100-240V 50/60Hz Single Phase at 0.1A | ELECTRICAL | No | Yes | Equivalent to Philips Dynalite DDBC320-DALI |  |  | 3 Channel DALI2 high frequency ballasts controller | Control Outputs: 3 x DALI2 Control Outputs,, Internal 24V rated 250mA | 1 x RS485 DyNet serial port / DMX, 1 x AUX | DC supply 12V @ 200 mA. 3 no's of 20A Relay | Certification: DALI-2, CE, RCM, UL/cUL, FCC ICES-003, UKCA, RoHS. |  | Nos
101007004001 | 101007004001002 | 100-240V 50/60Hz Single Phase at 0.5A | ELECTRICAL | No | Yes | Equivalent: Philips Dynalite: DDBC120-DALI |  |  | 1 Channel DALI2 high frequency fluorescent ballasts controller | Control Outputs: 1 x DALI Control OutputsInternal 15V rated 128mA Mains Outputs : 1 x 20 Amp | 0˚ to 40˚C ambient temperature, 0% to 90% RH non-condensing | DC supply 12V @ 120 Ma up to 64 DALI devices | Certification: CE, RCM, UL/cUL, FCC, ICES, UKCA, RoHS DALI-2, IEC62386 |  | Nos
101007004 | 101007004002 | RELAY CONTROLLER | ELECTRICAL | Yes | No | [9 empty] | Nos
101007004002 | 101007004002001 | Supply Voltage: 100-240AC | ELECTRICAL | No | Yes | Equivalent to Philips Dynalite DDRC1220FR-GL-V3 |  |  | 12 Channel Multi types | loads 20A per channel upto max. of 180A per device current of 500A. | Output DC current 200mA which can support 10 button paneL | Device should also have dry contact Aux input | Certification: CE, RCM, UL/cUL, FCC, ICES-003, RoHS |  | Nos
101007004002 | 101007004002002 | Supply Voltage: 100-240AC | ELECTRICAL | No | Yes | Equivalent to Philips Dynalite DDRC420FR |  |  | 4 Channel Multi types | loads 20A per channel upto max. of 180A per device current of 500A. | Output DC current 200mA which can support 10 button paneL | Device should also have dry contact Aux input | Certification: CE, RCM, UL/cUL, FCC, ICES-003, RoHS |  | Nos
101007 | 101007005 | SENSOR | ELECTRICAL | Yes | No | [9 empty] | Nos
101007005 | 101007005001 | Network Supply: 12-24VDC, 20mA Max | ELECTRICAL | No | Yes | Philips Dynalite DUS360CR |  |  | Recess Mount MULTI FUNCTION SENSOR | Maximum detection range: 5.0m Detection Area: 7.4m x 5.6m rectangular (at a height of 2.5m) | Detection speed: 1.0m/s Detection object: 700mm x 250mm | Sensor: Quad element pyro- electric |  |  | Nos
101007005 | 101007005002 | Network Supply: 12-24VDC, 20mA Max | ELECTRICAL | No | Yes | Philips Dynalite DUS360CS |  |  | Surface/Ceiling Mount MULTI FUNCTION SENSOR | Maximum detection range: 5.0m Detection Area: 7.4m x 5.6m rectangular (at a height of 2.5m) | Detection speed: 1.0m/s Detection object: 700mm x 250mm | Sensor: Quad element pyro- electric |  |  | Nos
101007005 | 101007005003 | Supply Voltage: 12/24VDC, Supply Current: 20mA | ELECTRICAL | No | Yes | Equivalent to Philips Dynalite DUS90CS |  |  | Wall / Ceiling / Surface Mount MULTI FUNCTION SENSOR | Maximum detection range: 21m (676 ft) | Detection Area: 17.8m x 17.8m x 20.6 at a height of 2.5m PE Cell Dynamic range 5- 10000 lux | Sensor Type: Dual Element Pyroelectric IP 54 Rating | Certifications : CE, RCM, UL/cUL/ICES-003 & RoHS. |  | Nos
101007005 | 101007005004 | Supply Voltage: 12/24VDC, Supply Current: 20mA | ELECTRICAL | No | Yes | Product Ref DUS30CS or Equivalent |  |  | Wall / Ceiling / Surface Mount MULTI FUNCTION SENSOR | Maximum detection range: 30m (92.8 ft) | Detection Area: 30m x 5m at a height of 2.5m PE Cell Dynamic range 5- 90000 lux | Sensor Type: Dual Element Pyroelectric IP 54 Rating | Certifications: CE, RCM, UL/cUL/ICES-003 & RoHS. |  | Nos
101007005 | 101007005005 | Supply Voltage: 9.5 - 22.5 VDC | ELECTRICAL | No | Yes | Equivalent to Philips Dynalite HIGHBAY SENSOR RoHS. |  |  | Surface Mount MULTI FUNCTION SENSOR | Maximum Mounting Height : 15m (49 ft), | PE Cell Dynamic range 5- 90000 lux | Sensor Type: Dual Element Pyroelectric IP 54 Rating | Certifications: CE, RCM, UKCA, RoHS. |  | Nos
101007005 | 101007005006 | 24V - wireless daylight sensor | ELECTRICAL | No | Yes |  |  |  | 0-1600 lux | RF non interfering less than 1 GHz |  |  |  |  | Nos
101007 | 101007006 | LMS | ELECTRICAL | Yes | No | [9 empty] | Nos
101007006 | 101007006001 | Windows 7 SP2 Professional / Enterprise 64 Bit | ELECTRICAL | No | Yes |  |  |  | Windows 10 Enterprise 64 Bit | Windows 8 / 8.1 Professional / Enterprise 64 Bit, Windows Server 2008 R2 64 Bit | Philips Dynalite RS-232 or USB PC node Video Intel i5 integrated graphics or > 500 MB PCIe video card | Processor Intel i5, i7, Xeon ≥ 3 Ghz RAM ≥ 16 GB; HDD ≥ 50 GB |  |  | Nos
101007006 | 101007006002 | System Manager Software tool | ELECTRICAL | No | No | [9 empty] | Nos
101007006 | 101007006003 | Programming Charges of LMS System | ELECTRICAL | No | No | [9 empty] | Nos
101007 | 101007007 | HIGHBAY | ELECTRICAL | Yes | No | [9 empty] | Nos
101007007 | 101007007001 | 187.5 w -Dali Compatible | ELECTRICAL | No | Yes | Philips BY617P LED 300S 5700 NB PSD GR G2 or equivalent |  |  | 30001 lmii Lumen output per watt - 160lm/watt | burning life - 50000 Hrs surge protection upto 4kV | luminous efficacy >=160 lm/W | die-cast aluminium | IP 65 |  | Nos
101007007 | 101007007002 | 125 w | ELECTRICAL | No | Yes | Philips BY616P LED200S 5700 WB PSU GR G2 or equivalent |  |  | 20000 lmiiLumen output per watt - 160lm/watt | burning life - 50000 Hrs surge protection upto 4kV | luminous efficacy >=160 lm/ W distribution of 60 degree beam angle | die-cast aluminium | IP 66 |  | Nos
101007007 | 101007007003 | 125 w -Dali Compatible | ELECTRICAL | No | Yes | (Philips BY616P LED200S 5700 WB PSD GR G2 or equivalent) |  |  | 20000 lmiiLumen output per watt - 160lm/watt | burning life - 50000 Hrs surge protection upto 4kV | luminous efficacy >=140 lm/ W distribution of 60 degree beam angle | die-cast aluminium | IP 66 |  | Nos
101007007 | 101007007004 | 80 w | ELECTRICAL | No | Yes | Philips BY225P LED100S CW WB PSU FG GR or equivalent |  |  | 10000 lmii Lumen output per watt - 150lm/watt | burning life - 50000 Hrs surge protection upto 4kV | luminous efficacy >=120 lm/ W distribution of 60 degree beam angle | die-cast aluminium | IP 66 |  | Nos
101007007 | 101007007005 | 400V | ELECTRICAL | No | Yes | Philips BY400V LED 110S CW SK PSU S2 FG LILO WH | [8 empty] | Nos
101007 | 101007008 | SURFACE MOUNTED | ELECTRICAL | Yes | No | [9 empty] | Nos
101007008 | 101007008001 | Light 12W | ELECTRICAL | No | Yes | Philips SM250 LED12S 4000 PSU WH or equivalent |  |  | not less than 1200 lumens | system efficacy shall be 100 lm/W | Life of LED as per L70 > 30000burning hour | Class 1 Insulation | IP20 |  | Nos
101007008 | 101007008002 | Light 6W | ELECTRICAL | No | Yes | Philips SM250 LED7S 4000 PSU WH or equivalent |  |  | not less than 750 lumens | system efficacy shall be 100 lm/W | Power factor>0.95, Inbuilt Surge protection in CM ≥ 2.0KV | Voltage range 150-270V AC | IP20 |  | Nos
101007008 | 101007008003 | Light 34W | ELECTRICAL | No | Yes | Philips BN100C LED40S 6500 PSU LL120 GR S4 or equivalent |  |  | lumens of ≥117 lm / W ≥ 4000 lm | 4' LED batten | UV protected polycarbonate | 140 - 270V AC with PF > 0.9 | IP20 |  | Nos
101007008 | 101007008004 | Light 38W | ELECTRICAL | No | Yes | Philips no WT201C LED44S 6500 PSU L120 or equivalent |  |  | lumens > 4400 system efficacy of > 100 lm / W | 4' LED batten | Driver Voltage range 150-270V AC Safe level<60V DC | Power factor>0.95, Inbuilt Surge protection in CM ≥ 4.0KV | IP65 |  | Nos
101007 | 101007009 | FLOOD LIGHT | ELECTRICAL | Yes | No | [9 empty] | Nos
101007009 | 101007009001 | Light 400 w | ELECTRICAL | No | Yes | Philips BVP485 LED465 CW FLNB PSU SPD GR or equivalent |  |  | 48000 lmi Lumen output per watt - 120lm/watt | burning life - 50000 Hrs surge protection upto 4kV | luminous efficacy >=120 lm/ W distribution of 60 degree beam angle | die-cast aluminium | IP 66 |  | Nos
101007009 | 101007009002 | Light 70W | ELECTRICAL | No | Yes | Philips Ref: BVP281 LED085 CW FG SY5WB 70W PSU or Equivalent |  |  | lumen be 8500 lumens | system efficacy of 120 lumen/watt. | IK-07, PF>0.95, THD <10%, CCT 5700K | voltage range of 140-270V | IP 65 |  | Nos
101007009 | 101007009003 | 193W integral | ELECTRICAL | No | Yes | Philips BVP483 LED252 CW SWB A1 PSU GR SPD or equivalent. |  |  | 130 lm/Wn 25200 Lumen | voltage range of 150V to 270V (nominal rated voltage – 240V) | 4KV internal & 10 kV external surge protection | Die cast Aluminium Housing | IP 66 gaskets for IP66 & IK08 protection. |  | Nos
101007 | 101007010 | RECESS MOUNTED | ELECTRICAL | Yes | No | [9 empty] | Nos
101007010 | 101007010001 | Light 13.5W | ELECTRICAL | No | Yes | Philips DN296B LED 15S 4000 PSU WH |  |  | LED downlighter lumens not less than 1200 lumens | system efficacy shall be > 105 lm/W | Power factor>0.9, Inbuilt Surge protection in CM ≥ 2.5KV | Voltage range 150-270V AC polycarbonate diffuser | as per ANSI Bin C78.377A |  | Nos
101007010 | 101007010002 | Light 9W | ELECTRICAL | No | Yes | Philips DN295B LED 10S 4000 PSU WH or equivalent |  |  | LED downlighter lumens not less than 1200 lumens | system efficacy shall be > 105 lm/W | Power factor>0.9, Inbuilt Surge protection in CM ≥ 2.5KV | LED Efficacy of > 150lm/W | as per ANSI Bin C78.377A |  | Nos
101007 | 101007011 | BULK HEAD | ELECTRICAL | Yes | No | [9 empty] | Nos
101007011 | 101007011001 | Light 10W | ELECTRICAL | No | Yes | PHILIPS WT202W LED6S CW PSU S1 PC or equivalent |  |  | integral LED Bulk Head | 600 lumens | Die Cast aluminium & Optical cover made of Opal Polycarbonate for glare free | minimum 70% lumen maintenance | IP66 & IK09 |  | Nos
101007 | 101007012 | FLAME PROOF | ELECTRICAL | Yes | No | [9 empty] | Nos
101007012 | 101007012001 | Flame proof light 150 w | ELECTRICAL | No | Yes | Sudhir / Baliga. | [8 empty] | Nos
101007012 | 101007012002 | Flame proof light 80 w | ELECTRICAL | No | Yes | Sudhir / Baliga. | [8 empty] | Nos
101007 | 101007013 | STREET POLE | ELECTRICAL | Yes | No | [9 empty] | Nos
101007013 | 101007013001 | 8 mtrs octagonal pole suitable for single numbers of light fittings. | ELECTRICAL | No | Yes |  |  |  | Hot Dip galvanised with average coating thickness of 70 micron. | IS 875 |  |  |  |  | Nos
101007013 | 101007013002 | 8 mtrs octagonal pole suitable for two numbers of light fittings. | ELECTRICAL | No | Yes |  |  |  | Hot Dip galvanised with average coating thickness of 70 micron. | IS 875 |  |  |  |  | Nos
101007013 | 101007013003 | 12 Mtr Street Light pole suitable for single number of light fitting. | ELECTRICAL | No | Yes |  |  |  | Hot Dip galvanised with average coating thickness of 70 micron. | IS 875 |  |  |  |  | Nos
101007013 | 101007013004 | 12 Mtr Street Light pole suitable for Two numbers of light fittings. | ELECTRICAL | No | Yes |  |  |  | Hot Dip galvanised with average coating thickness of 70 micron. | IS 875 |  |  |  |  | Nos
101007013 | 101007013005 | 3 mtrs pole | ELECTRICAL | No | Yes |  |  |  | pole suitable for mounting on the gate pillars & Landscape (Pole upto 1.0 mtrs) | IP66 |  |  |  |  | Nos
101007013 | 101007013006 | LED POST - 35W Post-top mounting: Ø 60mm. | ELECTRICAL | No | Yes | PHILIPS BGP300 LED28 757 PSU PC IN S1 or equivalent |  |  | 3000 lumens. | UV stabilized polycarbonate Cover | Voltage 120 to 270V / 50-60 Hz. | IP66 | 10 kV surge protection |  | Nos
101007013 | 101007013007 | 30M high mast | ELECTRICAL | No | Yes | RR ISPAT /BAJAJ / VALMONT make |  |  | hot dip galvanised | SS 316 wire rope 6mm dia double drum winch | wind velocity as per IS 875 part 3 (min 50m/sec) | control gear boxes and lightning with copper strip | IS 875 |  | Nos
101007013 | 101007013008 | high mast - SUPPORT | ELECTRICAL | No | Yes | [9 empty] | Nos
101007013 | 101007013009 | Twin Dome LED | ELECTRICAL | No | No | [9 empty] | Nos
101 | 101008 | EARTHING | ELECTRICAL | Yes | No | [9 empty] | Nos
101008 | 101008001 | STRIP TYPE | ELECTRICAL | Yes | No | [9 empty] | Nos
101008001 | 101008001001 | 25x3mm Cu Strip | ELECTRICAL | No | No | [9 empty] | Nos
101008001 | 101008001002 | 25x6mm Cu strip | ELECTRICAL | No | No | [9 empty] | Nos
101008001 | 101008001003 | 40x6mm Cu strip | ELECTRICAL | No | No | [9 empty] | Nos
101008001 | 101008001004 | 50x6mm Cu strip | ELECTRICAL | No | No | [9 empty] | Nos
101008001 | 101008001005 | 50x10mm Cu strip | ELECTRICAL | No | No | [9 empty] | Nos
101008001 | 101008001006 | 60x10mm Cu strip | ELECTRICAL | No | No | [9 empty] | Nos
101008001 | 101008001007 | 65x10mm Cu strip | ELECTRICAL | No | No | [9 empty] | Nos
101008001 | 101008001008 | 75x10mm Cu strip | ELECTRICAL | No | No | [9 empty] | Nos
101008001 | 101008001009 | 100 x 12 mm CU strip | ELECTRICAL | No | No | [9 empty] | Nos
101008001 | 101008001010 | 100 x 10 mm GI Strip | ELECTRICAL | No | No | [9 empty] | Nos
101008001 | 101008001011 | 75x10mm GI strip | ELECTRICAL | No | No | [9 empty] | Nos
101008001 | 101008001012 | 70x10mm GI strip | ELECTRICAL | No | No | [9 empty] | Nos
101008001 | 101008001013 | 60x10mm GI strip | ELECTRICAL | No | No | [9 empty] | Nos
101008001 | 101008001014 | 50x10mm GI strip | ELECTRICAL | No | No | [9 empty] | Nos
101008001 | 101008001015 | 50x6mm GI strip | ELECTRICAL | No | No | [9 empty] | Nos
101008001 | 101008001016 | 25x3mm GI strip | ELECTRICAL | No | No | [9 empty] | Nos
101008001 | 101008001017 | 40x6mm GI strip | ELECTRICAL | No | No | [9 empty] | Nos
101008001 | 101008001018 | 25x6 mm Hot dip GI strip | ELECTRICAL | No | No | [9 empty] | Nos
101008001 | 101008001019 | 75x12 mm Hot dip GI strip | ELECTRICAL | No | No | [9 empty] | Nos
101008001 | 101008001020 | 25mm x 3 mm Aluminium Earthing strip | ELECTRICAL | No | Yes |  |  |  | as per IS:1554(Part 1) and IS:7098 (Part 1) | [5 empty] | Nos
101008 | 101008002 | BAR TYPE | ELECTRICAL | Yes | No | [9 empty] | Nos
101008002 | 101008002001 | Earth Bars 450x40x6 | ELECTRICAL | No | No | [9 empty] | Nos
101008002 | 101008002002 | Earth Bars 450x40x10 | ELECTRICAL | No | No | [9 empty] | Nos
101008002 | 101008002003 | Earth Bars 450x50x10 | ELECTRICAL | No | No | [9 empty] | Nos
101008002 | 101008002004 | Earth Bars 450x50x6 | ELECTRICAL | No | No | [9 empty] | Nos
101008002 | 101008002005 | Earth Bars 550x50x10 | ELECTRICAL | No | No | [9 empty] | Nos
101008002 | 101008002006 | Earth Bars 550x75x10 | ELECTRICAL | No | No | [9 empty] | Nos
101008002 | 101008002007 | Earth Bars 650x40x6 | ELECTRICAL | No | No | [9 empty] | Nos
101008002 | 101008002008 | Earth Bars 650x50x10 | ELECTRICAL | No | No | [9 empty] | Nos
101008002 | 101008002009 | Earth Bars 900x75x10 | ELECTRICAL | No | No | [9 empty] | Nos
101008002 | 101008002010 | Earth Bars 900x50x10 | ELECTRICAL | No | No | [9 empty] | Nos
101008002 | 101008002011 | Earth Bars 800x40x6 | ELECTRICAL | No | No | [9 empty] | Nos
101008002 | 101008002012 | Copper Earth Bus 300mm(L) x 50mm(W) x 6mm thick | ELECTRICAL | No | No | [9 empty] | Nos
101008002 | 101008002013 | Copper Earth Bus 450mm(L) x 50mm(W) x 6mm thick | ELECTRICAL | No | No | [9 empty] | Nos
101008002 | 101008002014 | Copper Earth Bus 600mm(L) x 50mm(W) x 6mm thick | ELECTRICAL | No | No | [9 empty] | Nos
101008002 | 101008002015 | Copper Earth Bus 750mm(L) x 50mm(W) x 6mm thick | ELECTRICAL | No | No | [9 empty] | Nos
101008002 | 101008002016 | Copper plate 600x600x6mm | ELECTRICAL | No | Yes | OBO/ JMV /(Reputed Make with test certificates and 15 yrs life) |  |  | 3 Mtr depth | [5 empty] | Nos
101008002 | 101008002017 | Tinned copper bar 300 mm length 40 x 6 mm | ELECTRICAL | No | No | [9 empty] | Nos
101008002 | 101008002018 | Tinned copper bar 300 mm length 25 x 6mm | ELECTRICAL | No | No | [9 empty] | Nos
101008 | 101008003 | ELECTRODE | ELECTRICAL | Yes | No | [9 empty] | Nos
101008003 | 101008003001 | GI/CI Pipe electrode | ELECTRICAL | No | Yes |  |  |  | 50mm dia 3m long | [5 empty] | Nos
101008003 | 101008003002 | Cu plate electrode. | ELECTRICAL | No | Yes |  |  |  | 600x600x3mm thick | [5 empty] | Nos
101008003 | 101008003003 | Cu electrode. | ELECTRICAL | No | Yes | OBO/ JMV /(Reputed Make with test certificates and 15 yrs life) |  |  | 17.2mm dia copper coated rod | [5 empty] | Nos
101008003 | 101008003004 | G.I. tube | ELECTRICAL | No | Yes |  |  |  | 10 feet rod, 2 inches dia, 2mm thick | [5 empty] | Nos
101008003 | 101008003005 | 100mm. dia 13mm. thick 3000mm. long cast iron pipe electrode. | ELECTRICAL | No | Yes |  |  |  | Indoor 11KV HT VCB body : 2 LA for Indoor 11KV HT panel : 2 | Transformer body : 8 LT ACB Panel : 4 MPCC body : 4 Total : 20 (5# Provisional) |  |  |  |  | Nos
101008003 | 101008003006 | 600mm X 600mm X 3.15mm. thick copper plate earth electrode | ELECTRICAL | No | Yes |  |  |  | 50mm. dia GI pipe 3000 mm long for watering. | [5 empty] | Nos
101008003 | 101008003007 | 100mm dia 13mm thick 2500mm long | ELECTRICAL | No | Yes |  |  |  | top cover made out of Cast iron or RCC slab | resistance less than 1 Ohms. | as per IS 3043 |  |  |  | Nos
101008003 | 101008003008 | 100mm dia 13mm thick 3000mm long earth electrode | ELECTRICAL | No | Yes |  |  |  | Cast iron or RCC slab meant for Heavy duty | [5 empty] | Nos
101008003 | 101008003009 | 100mm dia 13mm thick 3000mm long | ELECTRICAL | No | Yes |  |  |  | earth resistance less than 2 Ohms. | [5 empty] | Nos
101008 | 101008004 | WIRE | ELECTRICAL | Yes | No | [9 empty] | Nos
101008004 | 101008004001 | 8 SWG GI wire | ELECTRICAL | No | No | [9 empty] | Nos
101008004 | 101008004002 | No.12 SWG | ELECTRICAL | No | No | [9 empty] | Nos
101008004 | 101008004003 | No.10 SWG | ELECTRICAL | No | No | [9 empty] | Nos
101008 | 101008005 | FLAT | ELECTRICAL | Yes | No | [9 empty] | Nos
101008005 | 101008005001 | 25 x 3 mm GS Flats | ELECTRICAL | No | No | [9 empty] | Nos
101008005 | 101008005002 | 50 x 6 mm GS Flats | ELECTRICAL | No | No | [9 empty] | Nos
101008005 | 101008005003 | 75 x 10mm.G.I. flat | ELECTRICAL | No | No | [9 empty] | Nos
101008005 | 101008005004 | 65 x 10mm.G.I. flat | ELECTRICAL | No | No | [9 empty] | Nos
101008005 | 101008005005 | 50 x 10mm.G.I. flat | ELECTRICAL | No | No | [9 empty] | Nos
101008005 | 101008005006 | 50 x 6mm.G.I. flat | ELECTRICAL | No | No | [9 empty] | Nos
101008005 | 101008005007 | 40x6mm. G.I. flat. | ELECTRICAL | No | No | [9 empty] | Nos
101008005 | 101008005008 | 25x6 mm G.I. Flat. | ELECTRICAL | No | No | [9 empty] | Nos
101008005 | 101008005009 | 25x3 mm G.I. Flat. | ELECTRICAL | No | No | [9 empty] | Nos
101008005 | 101008005010 | 75 x 10mm copper flat | ELECTRICAL | No | No | [9 empty] | Nos
101008005 | 101008005011 | 25 x 3mm copper flat | ELECTRICAL | No | No | [9 empty] | Nos
101008005 | 101008005012 | 20 x 1.5mm thick cu.flat | ELECTRICAL | No | No | [9 empty] | Nos
101008005 | 101008005013 | 40x6mm of Hot Dip Galvanised | ELECTRICAL | No | No | [9 empty] | Nos
101 | 101009 | PIPES | ELECTRICAL | Yes | No | [9 empty] | Nos
101009 | 101009001 | HUME PIPE | ELECTRICAL | Yes | No | [9 empty] | Nos
101009001 | 101009001001 | Hume Pipe RCC 150 mm dia pipe | ELECTRICAL | No | No | [9 empty] | Nos
101009001 | 101009001002 | Hume Pipe RCC 300 mm dia pipe | ELECTRICAL | No | Yes |  |  |  | NP2 class | cement prop. 1:2 |  |  |  |  | Nos
101009001 | 101009001003 | Hume Pipe RCC 400 mm dia pipe | ELECTRICAL | No | Yes |  |  |  | NP-02 Grade | Sand Bedding 100mm Thick |  |  |  |  | Nos
101009001 | 101009001004 | RCC Pipe 600mm dia | ELECTRICAL | No | Yes |  |  |  | NP2 class | cement prop. 1:2 |  |  |  |  | Nos
101009001 | 101009001005 | RCC Pipe 450mm dia | ELECTRICAL | No | Yes |  |  |  | NP2 class | cement prop. 1:2 |  |  |  |  | Nos
101009001 | 101009001006 | Hume Pipe RCC 200 mm dia pipe | ELECTRICAL | No | Yes |  |  |  | NP2 class | cement prop. 1:2 |  |  |  |  | Nos
101009 | 101009002 | HDPE PIPE | ELECTRICAL | Yes | No | [9 empty] | Nos
101009002 | 101009002001 | HDPE Pipe DWC 600 mm dia pipe | ELECTRICAL | No | No | [9 empty] | Nos
101009002 | 101009002002 | HDPE Pipe DWC 450 mm dia pipe | ELECTRICAL | No | No | [9 empty] | Nos
101009002 | 101009002003 | HDPE Pipe DWC 300 mm dia pipe | ELECTRICAL | No | No | [9 empty] | Nos
101009002 | 101009002004 | HDPE Pipe DWC 160 mm dia pipe | ELECTRICAL | No | No | [9 empty] | Nos
101009002 | 101009002005 | HDPE Pipe 80 mm dia pipe | ELECTRICAL | No | Yes | Supreme/ Dutron |  |  | PN-10 Rating | [5 empty] | Nos
101009002 | 101009002006 | HDPE Pipe 50 mm dia pipe | ELECTRICAL | No | Yes | Supreme/ Dutron |  |  | PN-10 Rating | [5 empty] | Nos
101009002 | 101009002007 | HDPE Pipe 40 mm dia pipe | ELECTRICAL | No | Yes | Supreme/ Dutron |  |  | PN-10 Rating | [5 empty] | Nos
101009002 | 101009002008 | HDPE Pipe 25 mm dia pipe | ELECTRICAL | No | Yes | Supreme/ Dutron |  |  | PN-10 Rating | [5 empty] | Nos
101009002 | 101009002009 | HDPE Pipe 15 mm dia pipe | ELECTRICAL | No | Yes | Supreme/ Dutron |  |  | PN-10 Rating | [5 empty] | Nos
101009002 | 101009002010 | HDPE Pipe 90 mm dia pipe | ELECTRICAL | No | Yes |  |  |  | PN10 PE80 | IS:4984 (1995) |  |  |  |  | Nos
101009002 | 101009002011 | HDPE Pipe 100 mm dia pipe | ELECTRICAL | No | Yes |  |  |  | PN6 PE 80 | [5 empty] | Nos
101009002 | 101009002012 | HDPE Pipe 50 mm dia pipe | ELECTRICAL | No | Yes |  |  |  | PN6 PE 80 | [5 empty] | Nos
101009 | 101009003 | GI PIPE | ELECTRICAL | Yes | No | [9 empty] | Nos
101009003 | 101009003001 | GI PIPE 20mm | ELECTRICAL | No | No | [9 empty] | Nos
101009003 | 101009003002 | GI PIPE 25mm | ELECTRICAL | No | No | [9 empty] | Nos
101009003 | 101009003003 | GI PIPE 32mm | ELECTRICAL | No | No | [9 empty] | Nos
101009003 | 101009003004 | GI PIPE 80 NB MS GALVANISED ERW Pipes | ELECTRICAL | No | Yes |  |  |  |  | IS 1239 part - 1, heavy grade |  |  |  |  | Nos
101009003 | 101009003005 | GI PIPE 50 NB MS GALVANISED ERW Pipes | ELECTRICAL | No | Yes |  |  |  |  | IS 1239 part - 1, heavy grade |  |  |  |  | Nos
101009003 | 101009003006 | GI PIPE 40 NB MS GALVANISED ERW Pipes | ELECTRICAL | No | Yes |  |  |  |  | IS 1239 part - 1, heavy grade |  |  |  |  | Nos
101009003 | 101009003007 | GI PIPE 25 NB MS GALVANISED ERW Pipes | ELECTRICAL | No | Yes |  |  |  |  | IS 1239 part - 1, heavy grade |  |  |  |  | Nos
101009003 | 101009003008 | GI PIPE 150 NB MS GALVANISED ERW Pipes | ELECTRICAL | No | Yes |  |  |  |  | IS 1239 part - 1, heavy grade |  |  |  |  | Nos
101009003 | 101009003009 | GI PIPE 100 NB MS GALVANISED ERW Pipes | ELECTRICAL | No | Yes |  |  |  |  | IS 1239 part - 1, heavy grade |  |  |  |  | Nos
101009003 | 101009003010 | G.I. PIPE 350 NB | ELECTRICAL | No | Yes |  |  |  | G.I. Heavy Duty Class'C' pipe 6.30 mm thick Gr. Fe 330 | IS 1239 /IS 3589 |  |  |  |  | Nos
101009003 | 101009003011 | G.I. PIPE 300 NB | ELECTRICAL | No | Yes |  |  |  | G.I. Heavy Duty Class'C' pipe 6.30 mm thick Gr. Fe 330 | IS 1239 /IS 3589 |  |  |  |  | Nos
101009003 | 101009003012 | G.I. PIPE 250 NB | ELECTRICAL | No | Yes |  |  |  | G.I. Heavy Duty Class'C' pipe 6.30 mm thick Gr. Fe 330 | IS 1239 /IS 3589 |  |  |  |  | Nos
101009003 | 101009003013 | G.I. PIPE 200 NB | ELECTRICAL | No | Yes |  |  |  | G.I. Heavy Duty Class'C' pipe 6.30 mm thick Gr. Fe 330 | IS 1239 /IS 3589 |  |  |  |  | Nos
101009003 | 101009003014 | G.I. PIPE 150 NB | ELECTRICAL | No | Yes |  |  |  | G.I. Heavy Duty Class'C' pipe 6.30 mm thick Gr. Fe 330 | IS 1239 /IS 3589 |  |  |  |  | Nos
101009003 | 101009003015 | G.I. PIPE 100 NB | ELECTRICAL | No | Yes |  |  |  | G.I. Heavy Duty Class'C' pipe 6.30 mm thick Gr. Fe 330 | IS 1239 /IS 3589 |  |  |  |  | Nos
101009003 | 101009003016 | G.I. PIPE 65 NB | ELECTRICAL | No | Yes |  |  |  | G.I. Heavy Duty Class'C' pipe 6.30 mm thick Gr. Fe 330 | IS 1239 /IS 3589 |  |  |  |  | Nos
101009003 | 101009003017 | G.I. PIPE 25 NB | ELECTRICAL | No | Yes |  |  |  | G.I. Heavy Duty Class'C' pipe 6.30 mm thick Gr. Fe 330 | IS 1239 /IS 3589 |  |  |  |  | Nos
101009003 | 101009003018 | G.I. PIPE 250 NB | ELECTRICAL | No | Yes |  |  |  | ‘C’ class ( 6.35 mm thick ) | IS 1239 / IS 3589 |  |  |  |  | Nos
101009003 | 101009003019 | G.I. PIPE 200 NB | ELECTRICAL | No | Yes |  |  |  | ‘C’ class ( 6.35 mm thick ) | IS 1239 / IS 3589 |  |  |  |  | Nos
101009003 | 101009003020 | G.I. PIPE 150 NB | ELECTRICAL | No | Yes |  |  |  | ‘C’ class ( 6.35 mm thick ) | IS 1239 / IS 3589 |  |  |  |  | Nos
101009003 | 101009003021 | G.I. PIPE 100 NB | ELECTRICAL | No | Yes |  |  |  | ‘C’ class ( 6.35 mm thick ) | IS 1239 / IS 3589 |  |  |  |  | Nos
101009003 | 101009003022 | G.I. PIPE 80 NB | ELECTRICAL | No | Yes |  |  |  | ‘C’ class ( 6.35 mm thick ) | IS 1239 / IS 3589 |  |  |  |  | Nos
101009003 | 101009003023 | G.I. PIPE 65 NB | ELECTRICAL | No | Yes |  |  |  | ‘C’ class ( 6.35 mm thick ) | IS 1239 / IS 3589 |  |  |  |  | Nos
101009003 | 101009003024 | G.I. PIPE 50 NB | ELECTRICAL | No | Yes |  |  |  | ‘C’ class ( 6.35 mm thick ) | IS 1239 / IS 3589 |  |  |  |  | Nos
101009003 | 101009003025 | G.I. PIPE 40 NB | ELECTRICAL | No | Yes |  |  |  | ‘C’ class ( 6.35 mm thick ) | IS 1239 / IS 3589 |  |  |  |  | Nos
101009003 | 101009003026 | G.I. PIPE 32 NB | ELECTRICAL | No | Yes |  |  |  | ‘C’ class ( 6.35 mm thick ) | IS 1239 / IS 3589 |  |  |  |  | Nos
101009003 | 101009003027 | G.I. PIPE 25 NB | ELECTRICAL | No | Yes |  |  |  | ‘C’ class ( 6.35 mm thick ) | IS 1239 / IS 3589 |  |  |  |  | Nos
101009003 | 101009003028 | G.I. PIPE 150 NB | ELECTRICAL | No | Yes |  |  |  | ‘C’ class ( 6.00 mm thick ) | IS 1239 / IS 3589 |  |  |  |  | Nos
101009003 | 101009003029 | G.I. PIPE 100 NB | ELECTRICAL | No | Yes |  |  |  | ‘C’ class ( 6.00 mm thick ) | IS 1239 / IS 3589 |  |  |  |  | Nos
101009003 | 101009003030 | G.I. PIPE 80 NB | ELECTRICAL | No | Yes |  |  |  | ‘C’ class ( 6.00 mm thick ) | IS 1239 / IS 3589 |  |  |  |  | Nos
101009003 | 101009003031 | G.I. PIPE 65 NB | ELECTRICAL | No | Yes |  |  |  | ‘C’ class ( 6.00 mm thick ) | IS 1239 / IS 3589 |  |  |  |  | Nos
101009003 | 101009003032 | G.I. PIPE 50 NB | ELECTRICAL | No | Yes |  |  |  | ‘C’ class ( 6.00 mm thick ) | IS 1239 / IS 3589 |  |  |  |  | Nos
101009003 | 101009003033 | G.I. PIPE 40 NB | ELECTRICAL | No | Yes |  |  |  | ‘C’ class ( 6.00 mm thick ) | IS 1239 / IS 3589 |  |  |  |  | Nos
101009003 | 101009003034 | G.I. PIPE 32 NB | ELECTRICAL | No | Yes |  |  |  | ‘C’ class ( 6.00 mm thick ) | IS 1239 / IS 3589 |  |  |  |  | Nos
101009003 | 101009003035 | G.I. PIPE 25 NB | ELECTRICAL | No | Yes |  |  |  | ‘C’ class ( 6.00 mm thick ) | IS 1239 / IS 3589 |  |  |  |  | Nos
101009 | 101009004 | BRANCH PIPE | ELECTRICAL | Yes | No | [9 empty] | Nos
101009004 | 101009004001 | Universal branch pipe SS 304 | ELECTRICAL | No | Yes |  |  |  | 63 mm dia instantaneous | Type- Jet-Spray- shut off, conforming to IS 2871 | inter connection to hose pipe coupling |  |  |  | Nos
101009 | 101009005 | MS PIPE | ELECTRICAL | Yes | No | [9 empty] | Nos
101009005 | 101009005001 | Exhaust pipe for Diesel engine with insulation | ELECTRICAL | No | Yes |  |  |  | M.S. pipe confirming to IS 3589 Gr 330 6.35 mm thick (200 NB & above) and IS 1239 part - 1 | [5 empty] | Nos
101009005 | 101009005002 | 300 NB X min 6.35 mm thick M.S. ERW Pipes | ELECTRICAL | No | Yes |  |  |  | IS 3589 Gr 330 heavy grade | [5 empty] | Nos
101009005 | 101009005003 | 250 NB X min 6.35 mm thick M.S. ERW Pipes | ELECTRICAL | No | Yes |  |  |  | IS 3589 Gr 330 heavy grade | [5 empty] | Nos
101009005 | 101009005004 | 200 NB X min 6.35 mm thick M.S. ERW Pipes | ELECTRICAL | No | Yes |  |  |  | IS 3589 Gr 330 heavy grade | [5 empty] | Nos
101009005 | 101009005005 | 150 NB M.S. ERW Pipes | ELECTRICAL | No | Yes |  |  |  | IS 1239 part - 1, heavy grade | [5 empty] | Nos
101009005 | 101009005006 | 80 NB M.S. ERW Pipes | ELECTRICAL | No | Yes |  |  |  | IS 1239 part - 1, heavy grade | [5 empty] | Nos
101009005 | 101009005007 | 50 NB M.S. ERW Pipes | ELECTRICAL | No | Yes |  |  |  | IS 1239 part - 1, heavy grade | [5 empty] | Nos
101009005 | 101009005008 | 32 NB M.S. ERW Pipes | ELECTRICAL | No | Yes |  |  |  | IS 1239 part - 1, heavy grade | [5 empty] | Nos
101009005 | 101009005009 | 25 NB M.S. ERW Pipes | ELECTRICAL | No | Yes |  |  |  | IS 1239 part - 1, heavy grade | [5 empty] | Nos
101009005 | 101009005010 | 100 NB M.S. ERW Pipes | ELECTRICAL | No | Yes |  |  |  | IS 1239 part - 1, heavy grade | [5 empty] | Nos
101009005 | 101009005011 | 65NB M.S. ERW Pipes | ELECTRICAL | No | Yes |  |  |  | IS 1239 part - 1, heavy grade | [5 empty] | Nos
101009005 | 101009005012 | 40NB M.S. ERW Pipes | ELECTRICAL | No | Yes |  |  |  | IS 1239 part - 1, heavy grade | [5 empty] | Nos
101009005 | 101009005013 | 150 NB M.S. Black ERW Pipes | ELECTRICAL | No | Yes |  |  |  | IS 1239 part - 1, heavy grade | [5 empty] | Nos
101009005 | 101009005014 | 100 NB M.S. Black ERW Pipes | ELECTRICAL | No | Yes |  |  |  | IS 1239 part - 1, heavy grade | [5 empty] | Nos
101009005 | 101009005015 | 80 NB M.S. Black ERW Pipes | ELECTRICAL | No | Yes |  |  |  | IS 1239 part - 1, heavy grade | [5 empty] | Nos
101009005 | 101009005016 | 200 NB X min 6.35 mm thick M.S. Black ERW Pipes | ELECTRICAL | No | Yes |  |  |  | IS 1239 part - 1, heavy grade | [5 empty] | Nos
101009005 | 101009005017 | 300NB MS 'C' Class ERW | ELECTRICAL | No | Yes | Jindal Hissar / Tata |  |  | IS:3589 above 150 NB | [5 empty] | Nos
101009005 | 101009005018 | 250 NB MS 'C' Class ERW | ELECTRICAL | No | Yes | Jindal Hissar / Tata |  |  | IS:3589 above 150 NB | [5 empty] | Nos
101009005 | 101009005019 | 200 NB MS 'C' Class ERW | ELECTRICAL | No | Yes | Jindal Hissar / Tata |  |  | IS:3589 above 150 NB | [5 empty] | Nos
101009005 | 101009005020 | 15 NBMS 'C' Class ERW Pipes | ELECTRICAL | No | Yes | Jindal Hissar / Tata |  |  | IS:1239 below 150 NB | [5 empty] | Nos
101009005 | 101009005021 | MS PIPE 25 NB ‘C’ class ( 6.35 mm thick ) | ELECTRICAL | No | Yes |  |  |  | IS:1239 below 150 NB | [5 empty] | Nos
101009005 | 101009005022 | MS PIPE 80 mm NB 'C' class | ELECTRICAL | No | Yes |  |  |  | as per IS 1239 'C' class | [5 empty] | Nos
101009005 | 101009005023 | MS PIPE 25mm NB 'C' class | ELECTRICAL | No | Yes |  |  |  | as per IS 1239 'C' class | [5 empty] | Nos
101009005 | 101009005024 | MS Conduict 25 mm | ELECTRICAL | No | Yes | VIMCO / BEC | [8 empty] | Nos
101009005 | 101009005025 | MS Conduict 32 mm | ELECTRICAL | No | Yes | VIMCO / BEC | [8 empty] | Nos
101009005 | 101009005026 | 450 NB X min 8 mm thick M.S. ERW Pipes | ELECTRICAL | No | Yes |  |  |  | IS 3589 Gr 330 heavy grade | [5 empty] | Nos
101009005 | 101009005027 | 600 NB X min 8 mm thick M.S. ERW Pipes | ELECTRICAL | No | Yes |  |  |  | IS 3589 Gr 330 heavy grade | [5 empty] | Nos
101009 | 101009006 | Aluminimum Alloy Pipe | ELECTRICAL | Yes | No | [9 empty] | Nos
101009006 | 101009006001 | Extruded aluminium alloy Pipe 100 NB | ELECTRICAL | No | Yes | Legris Transair |  |  | EN 755-2 to handle max 15 ba | [5 empty] | Nos
101009006 | 101009006002 | Extruded aluminium alloy Pipe 80 NB | ELECTRICAL | No | Yes | Legris Transair |  |  | EN 755-2 to handle max 15 ba | [5 empty] | Nos
101009006 | 101009006003 | Extruded aluminium alloy Pipe 65 NB | ELECTRICAL | No | Yes | Legris Transair |  |  | EN 755-2 to handle max 15 ba | [5 empty] | Nos
101009006 | 101009006004 | Extruded aluminium alloy Pipe 50NB | ELECTRICAL | No | Yes | Legris Transair |  |  | EN 755-2 to handle max 15 ba | [5 empty] | Nos
101009006 | 101009006005 | Extruded aluminium alloy Pipe 40NB | ELECTRICAL | No | Yes | Legris Transair |  |  | EN 755-2 to handle max 15 ba | [5 empty] | Nos
101009006 | 101009006006 | Extruded aluminium alloy Pipe 25 NB | ELECTRICAL | No | Yes | Legris Transair |  |  | EN 755-2 to handle max 15 ba | [5 empty] | Nos
101009006 | 101009006007 | Extruded aluminium alloy Pipe 15 NB | ELECTRICAL | No | Yes | Legris Transair |  |  | EN 755-2 to handle max 15 ba | [5 empty] | Nos
101009 | 101009007 | UPVC PIPES | ELECTRICAL | Yes | No | [9 empty] | Nos
101009007 | 101009007001 | UPVC PIPES 100 NB | ELECTRICAL | No | Yes | Prince / Supreme / Astral |  |  | I.S. - 4985 | Sch. 40 pipe |  |  |  |  | Nos
101009007 | 101009007002 | UPVC PIPES 80 NB | ELECTRICAL | No | Yes | Prince / Supreme / Astral |  |  | I.S. - 4985 | Sch. 40 pipe |  |  |  |  | Nos
101009007 | 101009007003 | UPVC PIPES 50 NB | ELECTRICAL | No | Yes | Prince / Supreme / Astral |  |  | I.S. - 4985 | Sch. 40 pipe |  |  |  |  | Nos
101009007 | 101009007004 | UPVC PIPES 25 NB | ELECTRICAL | No | Yes | Prince / Supreme / Astral |  |  | I.S. - 4985 | Sch. 40 pipe |  |  |  |  | Nos
101009007 | 101009007005 | UPVC PIPES 15 NB | ELECTRICAL | No | Yes | Prince / Supreme / Astral |  |  | I.S. - 4985 | Sch. 40 pipe |  |  |  |  | Nos
101009007 | 101009007006 | UPVC PIPES 65 NB | ELECTRICAL | No | Yes | Prince / Supreme / Astral |  |  | I.S. - 4985 uPVC | [5 empty] | Nos
101009007 | 101009007007 | UPVC PIPES 40 NB | ELECTRICAL | No | Yes | Prince / Supreme / Astral |  |  | I.S. - 4985 | Sch. 40 pipe |  |  |  |  | Nos
101009007 | 101009007008 | UPVC PIPES 32 NB | ELECTRICAL | No | Yes | Prince / Supreme / Astral |  |  | I.S. - 4985 | [5 empty] | Nos
101009007 | 101009007009 | INSULATED UPVC 18mm | ELECTRICAL | No | Yes | Astral / Prince / Supreme | [8 empty] | Nos
101009007 | 101009007010 | INSULATED UPVC 25mm | ELECTRICAL | No | Yes | Astral / Prince / Supreme | [8 empty] | Nos
101009007 | 101009007011 | INSULATED UPVC 32mm | ELECTRICAL | No | Yes | Astral / Prince / Supreme | [8 empty] | Nos
101009007 | 101009007012 | INSULATED UPVC 40 mm | ELECTRICAL | No | Yes | Astral / Prince / Supreme | [8 empty] | Nos
101009007 | 101009007013 | UPVC PIPES 10" | ELECTRICAL | No | Yes |  |  |  | outer casing pipe | [5 empty] | Nos
101009007 | 101009007014 | UPVC PIPES 7" | ELECTRICAL | No | Yes |  |  |  | inner casing pipe | [5 empty] | Nos
101009007 | 101009007015 | UPVC PIPES 2" | ELECTRICAL | No | No | [9 empty] | Nos
101009007 | 101009007016 | UPVC PIPES 20 NB | ELECTRICAL | No | No | [9 empty] | Nos
101009 | 101009008 | PPR PIPES | ELECTRICAL | Yes | No | [9 empty] | Nos
101009008 | 101009008001 | PPR PIPE 32 mm | ELECTRICAL | No | Yes | Anjney/Prince/Supreme |  |  | Triple layer | Self Adhesive Marking Tape | SDR 7.4 confirming to DIN 8077/8078 |  |  |  | Nos
101009008 | 101009008002 | PPR PIPE 150 mm | ELECTRICAL | No | Yes | [5 empty] | SDR 7.4 confirming to DIN 8077/8078 |  |  |  | Nos
101009008 | 101009008003 | PPR PIPE 100 mm | ELECTRICAL | No | Yes | [5 empty] | SDR 7.4 confirming to DIN 8077/8078 |  |  |  | Nos
101009008 | 101009008004 | PPR PIPE 80 mm | ELECTRICAL | No | Yes | [5 empty] | SDR 7.4 confirming to DIN 8077/8078 |  |  |  | Nos
101009008 | 101009008005 | PPR PIPE 65 mm | ELECTRICAL | No | Yes | [5 empty] | SDR 7.4 confirming to DIN 8077/8078 |  |  |  | Nos
101009008 | 101009008006 | PPR PIPE 50 mm | ELECTRICAL | No | Yes | [5 empty] | SDR 7.4 confirming to DIN 8077/8078 |  |  |  | Nos
101009008 | 101009008007 | PPR PIPE 40 mm | ELECTRICAL | No | Yes | [5 empty] | SDR 7.4 confirming to DIN 8077/8078 |  |  |  | Nos
101009008 | 101009008008 | PPR PIPE 25 mm | ELECTRICAL | No | Yes | [5 empty] | SDR 7.4 confirming to DIN 8077/8078 |  |  |  | Nos
101009008 | 101009008009 | PPR PIPE 15 mm | ELECTRICAL | No | No | [9 empty] | Nos
101009 | 101009009 | SEAMLESS PIPE | ELECTRICAL | Yes | No | [9 empty] | Nos
101009009 | 101009009001 | SEAMLESS PIPE 80NB | ELECTRICAL | No | Yes | MSL/ Jindal Hissar |  |  | C.S. Schedule 40 | [5 empty] | Nos
101009009 | 101009009002 | SEAMLESS PIPE 50 NB | ELECTRICAL | No | Yes | MSL/ Jindal Hissar |  |  | C.S. Schedule 40 | [5 empty] | Nos
101009009 | 101009009003 | SEAMLESS PIPE 40NB | ELECTRICAL | No | Yes | MSL/ Jindal Hissar |  |  | C.S. Schedule 40 | [5 empty] | Nos
101009009 | 101009009004 | SEAMLESS PIPE 25NB | ELECTRICAL | No | Yes | MSL/ Jindal Hissar |  |  | C.S. Schedule 40 | [5 empty] | Nos
101009009 | 101009009005 | SEAMLESS PIPE 15NB | ELECTRICAL | No | Yes | MSL/ Jindal Hissar |  |  | C.S. Schedule 40 | [5 empty] | Nos
101009009 | 101009009006 | SEAMLESS PIPE 80NB | ELECTRICAL | No | Yes | Ratnamani / Heavy metals / Apex / |  |  | S.S. 316 Schedule 40 | [5 empty] | Nos
101009009 | 101009009007 | SEAMLESS PIPE 50 NB | ELECTRICAL | No | Yes | Ratnamani / Heavy metals / Apex / |  |  | S.S. 316 Schedule 40 | [5 empty] | Nos
101009009 | 101009009008 | SEAMLESS PIPE 40NB | ELECTRICAL | No | Yes | Ratnamani / Heavy metals / Apex / |  |  | S.S. 316 Schedule 40 | [5 empty] | Nos
101009009 | 101009009009 | SEAMLESS PIPE 25NB | ELECTRICAL | No | Yes | Ratnamani / Heavy metals / Apex / |  |  | S.S. 316 Schedule 40 | [5 empty] | Nos
101009009 | 101009009010 | SEAMLESS PIPE 15NB | ELECTRICAL | No | Yes | Ratnamani / Heavy metals / Apex / |  |  | S.S. 316 Schedule 40 | [5 empty] | Nos
101009009 | 101009009011 | Seamless Pipe heavy gauge Copper piping duly insulated with 13 mm/ 19mm thk | ELECTRICAL | No | Yes | RR Copper/Mandev/Totline |  |  | FOR VRF CKT | Nitrile Rubber Insulation( As per Specified with K Value of 0.027-0.029 K Cal/Hr.M Deg C at 0-16 Deg C) | 1/4";3/8";1/2";5/8"; 3/4"; 7/8"; 1" with 13 mm Thick Insulation | 1 1/8"; 1 1/4"; 1 3/8"; 11/2"; 1 5/8"; 1 3/4"; 1 7/8"; 2" with 19 mm Thick insulation |  |  | Nos
101009 | 101009010 | PVC PIPE | ELECTRICAL | Yes | No | [9 empty] | Nos
101009010 | 101009010001 | PVC PIPE dia 200 mm | ELECTRICAL | No | Yes | Astral / Prince / Supreme | [8 empty] | Nos
101009010 | 101009010002 | PVC PIPE dia 150 mm | ELECTRICAL | No | Yes | Astral / Prince / Supreme | [8 empty] | Nos
101009010 | 101009010003 | PVC PIPE dia 125 mm | ELECTRICAL | No | Yes | Astral / Prince / Supreme | [8 empty] | Nos
101009010 | 101009010004 | PVC PIPE dia 100 mm | ELECTRICAL | No | Yes | Astral / Prince / Supreme | [8 empty] | Nos
101009010 | 101009010005 | PVC PIPE dia 80 mm | ELECTRICAL | No | Yes | Astral / Prince / Supreme | [8 empty] | Nos
101009010 | 101009010006 | PVC PIPE dia 20 mm | ELECTRICAL | No | Yes | PRECISION/BEC | [8 empty] | Nos
101009010 | 101009010007 | PVC PIPE dia 32 mm | ELECTRICAL | No | Yes | PRECISION/BEC | [8 empty] | Nos
101009010 | 101009010008 | PVC PIPE dia 25 mm | ELECTRICAL | No | Yes | PRECISION/BEC | [8 empty] | Nos
101009010 | 101009010009 | PVC PIPE dia 25 mm | ELECTRICAL | No | Yes | BEC/AKG |  |  | FRLS | [5 empty] | Nos
101009010 | 101009010010 | PVC PIPE dia 50 mm | ELECTRICAL | No | Yes | BEC/AKG |  |  | FRLS | [5 empty] | Nos
101009010 | 101009010011 | PVC PIPE dia 75 mm | ELECTRICAL | No | No | [9 empty] | Nos
101009 | 101009011 | CPVC PIPE | ELECTRICAL | Yes | No | [9 empty] | Nos
101009011 | 101009011001 | CPVC PIPE 150 mm | ELECTRICAL | No | No | [9 empty] | Nos
101009011 | 101009011002 | CPVC PIPE 100 mm | ELECTRICAL | No | No | [9 empty] | Nos
101009011 | 101009011003 | CPVC PIPE 80 mm | ELECTRICAL | No | No | [9 empty] | Nos
101009011 | 101009011004 | CPVC PIPE 65 mm | ELECTRICAL | No | No | [9 empty] | Nos
101009011 | 101009011005 | CPVC PIPE 50 mm | ELECTRICAL | No | No | [9 empty] | Nos
101009011 | 101009011006 | CPVCPIPE 40 mm | ELECTRICAL | No | No | [9 empty] | Nos
101009011 | 101009011007 | CPVCPIPE 32 mm | ELECTRICAL | No | No | [9 empty] | Nos
101009011 | 101009011008 | CPVC PIPE 25 mm | ELECTRICAL | No | No | [9 empty] | Nos
101009011 | 101009011009 | CPVC PIPE 20 mm | ELECTRICAL | No | No | [9 empty] | Nos
101009 | 101009012 | PUDDLE FLANGE | ELECTRICAL | Yes | No | [9 empty] | Nos
101009012 | 101009012001 | PUDDLE FLANGE 65 mm | ELECTRICAL | No | Yes |  |  |  | PUDDLE FLANGE 65 mm | with flame arrester |  |  |  |  | Nos
101009 | 101009013 | SWR PIPE | ELECTRICAL | Yes | No | [9 empty] | Nos
101009013 | 101009013001 | SWR PIPE 110MM | ELECTRICAL | No | No | [9 empty] | Nos
101009013 | 101009013002 | SWR PIPE 75MM | ELECTRICAL | No | No | [9 empty] | Nos
101009013 | 101009013003 | SWR PIPE 40MM | ELECTRICAL | No | No | [9 empty] | Nos
101009013 | 101009013004 | SWR PIPE 32MM | ELECTRICAL | No | No | [9 empty] | Nos
101009013 | 101009013005 | SWR PIPE 160MM | ELECTRICAL | No | No | [9 empty] | Nos
101009 | 101009014 | SS PIPE | ELECTRICAL | Yes | No | [9 empty] | Nos
101009014 | 101009014001 | SS PIPE 80NB | ELECTRICAL | No | No | [9 empty] | Nos
101009 | 101009015 | CONDUIT PIPE | ELECTRICAL | Yes | No | [9 empty] | Nos
101009015 | 101009015001 | PVC COUNDUIT PIPE 20 mm dia 1.6mm thick | ELECTRICAL | No | No | [9 empty] | Nos
101009015 | 101009015002 | PVC COUNDUIT PIPE 25 mm dia 1.8mm thick | ELECTRICAL | No | No | [9 empty] | Nos
101009015 | 101009015003 | PVC COUNDUIT PIPE 32 mm dia 2.0mm thick | ELECTRICAL | No | No | [9 empty] | Nos
101009015 | 101009015004 | PVC COUNDUIT PIPE 40 mm dia 2.2mm thick | ELECTRICAL | No | No | [9 empty] | Nos
101009015 | 101009015005 | PVC COUNDUIT PIPE 25 mm dia 1.6mm thick | ELECTRICAL | No | No | [9 empty] | Nos
101009015 | 101009015006 | PVC COUNDUIT PIPE 32 mm dia 1.6mm thick | ELECTRICAL | No | No | [9 empty] | Nos
101009015 | 101009015007 | PVC COUNDUIT PIPE 40 mm dia 1.6mm thick | ELECTRICAL | No | No | [9 empty] | Nos
101009015 | 101009015008 | PVC COUNDUIT PIPE 50 mm dia | ELECTRICAL | No | No | [9 empty] | Nos
101009015 | 101009015009 | heavy duty ERW conduit pipe 20 mm dia | ELECTRICAL | No | No | [9 empty] | Nos
101009015 | 101009015010 | heavy duty ERW conduit pipe 25 mm dia | ELECTRICAL | No | No | [9 empty] | Nos
101009015 | 101009015011 | heavy duty ERW conduit pipe 32 mm dia | ELECTRICAL | No | No | [9 empty] | Nos
101009015 | 101009015012 | heavy duty ERW conduit pipe 40 mm dia | ELECTRICAL | No | No | [9 empty] | Nos
101 | 101010 | BUS DUCT | ELECTRICAL | Yes | No | [9 empty] | Nos
101010 | 101010001 | BUS DUCT 3200A busduct TPN with CU Earth strip | ELECTRICAL | No | No | [9 empty] | Nos
101010 | 101010002 | BUS DUCT 4000A busduct TPN with Earth strip | ELECTRICAL | No | No | [9 empty] | Nos
101010 | 101010003 | BUS DUCT 5000A busduct TPN CU Earth strip | ELECTRICAL | No | No | [9 empty] | Nos
101010 | 101010004 | BUS DUCT 2000A busduct TPN CU Earth strip | ELECTRICAL | No | No | [9 empty] | Nos
101010 | 101010005 | BUS DUCT 1000A 4P AL sandwitch Rising main with CU external conductor | ELECTRICAL | No | No | [9 empty] | Nos
101010 | 101010006 | BUS DUCT 100 A MCCP- 4P of Tap off Box | ELECTRICAL | No | No | [9 empty] | Nos
101010 | 101010007 | BUS DUCT 125 A MCCP- 4P of Tap off Box | ELECTRICAL | No | No | [9 empty] | Nos
101010 | 101010008 | BUS DUCT 400 A MCCP- 4P of Tap off Box | ELECTRICAL | No | No | [9 empty] | Nos
101010 | 101010009 | BUS DUCT2000A, TPN+PE , 50KA for 1 sec, ALUMINIUM | ELECTRICAL | No | No | [9 empty] | Nos
101010 | 101010010 | BUS DUCT Straight length | ELECTRICAL | No | No | [9 empty] | Nos
101010 | 101010011 | BUS DUCT 90 Degree bend | ELECTRICAL | No | No | [9 empty] | Nos
101010 | 101010012 | BUS DUCT Flange End | ELECTRICAL | No | No | [9 empty] | Nos
101010 | 101010013 | BUS DUCT Adapter box at PCC | ELECTRICAL | No | No | [9 empty] | Nos
101010 | 101010014 | BUS DUCT Adapter box at Transformer | ELECTRICAL | No | No | [9 empty] | Nos
101010 | 101010015 | BUS DUCT TPN Copper flexible at transformer end | ELECTRICAL | No | No | [9 empty] | Nos
101010 | 101010016 | BUS DUCT TPN Copper flexible at PCC end | ELECTRICAL | No | No | [9 empty] | Nos
101010 | 101010017 | Canopy for Outdoor Busduct - (weatherproof) | ELECTRICAL | No | No | [9 empty] | Nos
101010 | 101010018 | BUS DUCT Wall crossover chmaber and the gaps to be filled with Low-shrinkage, paintable smoke and acoustic sealant | ELECTRICAL | No | No | [9 empty] | Nos
101010 | 101010019 | 4000 Amps Straight run of feeder for Indoor busduct | ELECTRICAL | No | Yes |  |  |  | 4P+2E, 433 Volts, 65 KA outdoor/Indoor type | Electrolytic Aluminium busbar |  |  | IP65 |  | Nos
101010 | 101010020 | 4000 Amps Straight run of feeder for Outdoor busduct | ELECTRICAL | No | Yes |  |  |  | 4P+2E, 433 Volts, 65 KA outdoor/Indoor type | Electrolytic Aluminium busbar |  |  | IP65 |  | Nos
101010 | 101010021 | 4000 Amps Flat wise elbow. (over & above the straight run) | ELECTRICAL | No | Yes |  |  |  | 4P+2E, 433 Volts, 65 KA outdoor/Indoor type | Electrolytic Aluminium busbar |  |  | IP65 |  | Nos
101010 | 101010022 | 4000 Amps Edge wise elbow. (over & above the straight run) | ELECTRICAL | No | Yes |  |  |  | 4P+2E, 433 Volts, 65 KA outdoor/Indoor type | Electrolytic Aluminium busbar |  |  | IP65 |  | Nos
101010 | 101010023 | 4000 Amps Flexible termination at equipment end with aluminium laminations per TPN set, including extensions of bus bars. | ELECTRICAL | No | Yes |  |  |  | 4P+2E, 433 Volts, 65 KA outdoor/Indoor type | Electrolytic Aluminium busbar |  |  | IP65 |  | Nos
101010 | 101010024 | 4000 Amps Flange ends at Switchgear. | ELECTRICAL | No | Yes |  |  |  | 4P+2E, 433 Volts, 65 KA outdoor/Indoor type | Electrolytic Aluminium busbar |  |  | IP65 |  | Nos
101010 | 101010025 | 2500 Amps Straight run of feeder for Indoor busduct | ELECTRICAL | No | Yes |  |  |  | 4P+2E, 433 Volts, 65 KA outdoor/Indoor type | Electrolytic Aluminium busbar |  |  | IP55 |  | Nos
101010 | 101010026 | 2500 Amps Straight run of feeder for Outdoor busduct | ELECTRICAL | No | Yes |  |  |  | 4P+2E, 433 Volts, 65 KA outdoor/Indoor type | Electrolytic Aluminium busbar |  |  | IP55 |  | Nos
101010 | 101010027 | 2500 Amps Flat wise elbow. (over & above the straight run) | ELECTRICAL | No | Yes |  |  |  | 4P+2E, 433 Volts, 65 KA outdoor/Indoor type | Electrolytic Aluminium busbar |  |  | IP55 |  | Nos
101010 | 101010028 | 2500 Amps Edge wise elbow. (over & above the straight run) | ELECTRICAL | No | Yes |  |  |  | 4P+2E, 433 Volts, 65 KA outdoor/Indoor type | Electrolytic Aluminium busbar |  |  | IP55 |  | Nos
101010 | 101010029 | 2500 Amps Flexible termination at equipment end with aluminium laminations per TPN set, including extensions of bus bars. | ELECTRICAL | No | Yes |  |  |  | 4P+2E, 433 Volts, 65 KA outdoor/Indoor type | Electrolytic Aluminium busbar |  |  | IP55 |  | Nos
101010 | 101010030 | 2500 Amps Flange ends. | ELECTRICAL | No | Yes |  |  |  | 4P+2E, 433 Volts, 65 KA outdoor/Indoor type | Electrolytic Aluminium busbar |  |  | IP55 |  | Nos
101010 | 101010031 | 1250A TP+N+2E Sandwich | ELECTRICAL | No | Yes |  |  |  | operation on 3 Phase 440V 50Hz 4 Wire | provision of tap-off at every 600mm | Min. 35KA short circuit (Isc/1second) | resin moulded electrolytic aluminium rigid busbars | IP55 |  | Nos
101010 | 101010032 | 400A TP+N+2E Air Insulated | ELECTRICAL | No | Yes |  |  |  | operation on 3 Phase 440V 50Hz 4 Wire | provision of tap-off at every 600mm | Min. 25KA short circuit (Isc/1second) | resin moulded electrolytic aluminium rigid busbars | IP55 |  | Nos
101010 | 101010033 | 1250A T unit | ELECTRICAL | No | Yes |  |  |  | 1250A Sandwich busduct | copper interlinking wiring |  |  |  |  | Nos
101010 | 101010034 | Reducer unit | ELECTRICAL | No | Yes |  |  |  | 1250A to 400A (1250A Sandwich & 400A Air insulated) | 400A TP+N 35KA MCCB | Aluminium Flexible | copper interlinking wiring |  |  | Nos
101010 | 101010035 | 400A Air insulated Busbars | ELECTRICAL | No | No | [9 empty] | Nos
101010 | 101010036 | 250A Air insulated Busbars | ELECTRICAL | No | No | [9 empty] | Nos
101 | 101011 | SWITCHES AND SOCKETS | ELECTRICAL | Yes | No | [9 empty] | Nos
101011 | 101011001 | CHANGE OVER | ELECTRICAL | Yes | No | [9 empty] | Nos
101011001 | 101011001001 | CRAC change over switch | ELECTRICAL | No | Yes |  |  |  | CRAC change over switch | 25A 4P Contactor |  |  |  |  | Nos
101011001 | 101011001002 | 63 Amps 4P | ELECTRICAL | No | Yes |  |  |  | 63 Amps 4P | 440 v 3 phase 50 Cycles system |  |  |  |  | Nos
101011 | 101011002 | STARTER | ELECTRICAL | Yes | No | [9 empty] | Nos
101011002 | 101011002001 | D Starter | ELECTRICAL | No | Yes |  |  |  | 11KW | [5 empty] | Nos
101011002 | 101011002002 | DOL Starter | ELECTRICAL | No | Yes |  |  |  | Two Starter 2.74kW(Each) | illuminated Push Buttons | as per type-2 co-ordination |  |  |  | Nos
101011002 | 101011002003 | DOL Starter | ELECTRICAL | No | Yes |  |  |  | Three Starter 1.7kW (Each) | illuminated Push Buttons | as per type-2 co-ordination |  |  |  | Nos
101011002 | 101011002004 | DOL Starter | ELECTRICAL | No | Yes |  |  |  | Four Starter 3.5kW (Each) | illuminated Push Buttons | as per type-2 co-ordination |  |  |  | Nos
101011002 | 101011002005 | DOL Starter | ELECTRICAL | No | Yes |  |  |  | 10KW | [5 empty] | Nos
101011002 | 101011002006 | Automatic Star-Delta starter | ELECTRICAL | No | Yes |  |  |  | 3 to 5 KW | illuminated Push Buttons |  |  |  |  | Nos
101011002 | 101011002007 | Automatic Star-Delta starter | ELECTRICAL | No | Yes |  |  |  | 7.5. to 10KW | illuminated Push Buttons |  |  |  |  | Nos
101011002 | 101011002008 | Automatic Star-Delta starter | ELECTRICAL | No | Yes |  |  |  | 10 to 15 KW | illuminated Push Buttons |  |  |  |  | Nos
101011 | 101011003 | Flow Switch | ELECTRICAL | Yes | No | [9 empty] | Nos
101011003 | 101011003001 | Flow Switch 150 mm dia | ELECTRICAL | No | Yes |  |  |  | Vane type with 2SPDT switches flow switch (UL listed) on sprinkler distribution header | suitable for indoor/outdoor applications |  |  |  |  | Nos
101011003 | 101011003002 | Flow Switch 100 mm dia | ELECTRICAL | No | Yes |  |  |  | Vane type with 2SPDT switches flow switch (UL listed) on sprinkler distribution header | suitable for indoor/outdoor applications |  |  |  |  | Nos
101011003 | 101011003003 | Flow Switch 80 mm dia | ELECTRICAL | No | Yes |  |  |  | Vane type with 2SPDT switches flow switch (UL listed) on sprinkler distribution header | suitable for indoor/outdoor applications |  |  |  |  | Nos
101011003 | 101011003004 | Flow Switch 200 mm dia | ELECTRICAL | No | Yes |  |  |  | vane type | [5 empty] | Nos
101011003 | 101011003005 | Flow Switch 50 mm dia | ELECTRICAL | No | Yes |  |  |  | vane type | [5 empty] | Nos
101011 | 101011004 | PRESSURE SWITCH | ELECTRICAL | Yes | No | [9 empty] | Nos
101011004 | 101011004001 | Pressure Switch | ELECTRICAL | No | Yes |  |  |  | Bellow type Differential pressure switch | forged brass ball valves (PN 25), unions,dampening coil | UL approved |  |  |  | Nos
101011004 | 101011004002 | Pressure Switches | ELECTRICAL | No | Yes | Indfoss / Honeywell |  |  | range of 0 to 10 Kg/cm2 | [5 empty] | Nos
101011004 | 101011004003 | Pressure Switches | ELECTRICAL | No | Yes |  |  |  | UL & FM listed | IP 33 |  |  |  |  | Nos
101011004 | 101011004004 | Pressure Switches | ELECTRICAL | No | Yes |  |  |  | steel plated | IP 33 |  |  |  |  | Nos
101011004 | 101011004005 | Pressure Switches | ELECTRICAL | No | Yes |  |  |  | Double pole | [5 empty] | Nos
101011 | 101011005 | PUSH BUTTONS | ELECTRICAL | Yes | No | [9 empty] | Nos
101011005 | 101011005001 | Push Button FRP enclosure and lockable | ELECTRICAL | No | Yes | HENSEL/SPELBRERG |  |  | Out door type | [5 empty] | Nos
101011005 | 101011005002 | Push Button THERMOPLASTIC enclosure and lockable | ELECTRICAL | No | Yes |  |  |  | Out door type | IP65 |  |  |  |  | Nos
101011005 | 101011005003 | Push Button THERMOPLASTIC enclosure | ELECTRICAL | No | Yes |  |  |  | remote ON / OFF facility | IP 52 |  |  |  |  | Nos
101011005 | 101011005004 | Push Button THERMOPLASTIC enclosure 33KV | ELECTRICAL | No | Yes |  |  |  | Thermoplastic enclosure | Outdoor type wall mounted Lockable Emergency Push Button | IP65 |  |  |  | Nos
101011005 | 101011005005 | Push Button THERMOPLASTIC enclosure 11KV | ELECTRICAL | No | Yes |  |  |  | Thermoplastic enclosure | Outdoor type wall mounted Lockable Emergency Push Button | IP65 |  |  |  | Nos
101011005 | 101011005006 | thermoplastic enclosure | ELECTRICAL | No | Yes |  |  |  | remote ON/OFF lockable push button | Digital multifunction meter | Cast resin CTs with RS485 port |  |  |  | Nos
101011 | 101011006 | JUNCTION BOX | ELECTRICAL | Yes | No | [9 empty] | Nos
101011006 | 101011006001 | 140x120 mm with 4 way 10A | ELECTRICAL | No | Yes |  |  |  | polycobonate | dual cable entry |  |  |  |  | Nos
101011006 | 101011006002 | 4 way Junction Box | ELECTRICAL | No | Yes |  |  |  | IP55 Protection | [5 empty] | Nos
101011006 | 101011006003 | LOOP IN & LOOP OUT | ELECTRICAL | No | Yes |  |  |  | flame proof | [5 empty] | Nos
101011006 | 101011006004 | not less than 100x100x50-60mm depth | ELECTRICAL | No | Yes |  |  |  | 20A fire retardant connector block | [5 empty] | Nos
101011006 | 101011006005 | 90 x 90 x 50-52mm depth | ELECTRICAL | No | Yes |  |  |  | powder coated 14SWG M.S. box | [5 empty] | Nos
101011006 | 101011006006 | 600mm x 300 to 450mm x 25-65 mm depth M.S. boxes. | ELECTRICAL | No | Yes |  |  |  | 16 SWG M.S. sheet | [5 empty] | Nos
101011006 | 101011006007 | 450mm x 250 to 450 mmx25-65mm depth M.S.boxes. | ELECTRICAL | No | Yes |  |  |  | 16 SWG M.S. sheet | [5 empty] | Nos
101011006 | 101011006008 | 300mm x 150 to 300mm x 25-65 mm depth M.S. boxes. | ELECTRICAL | No | Yes |  |  |  | 16 SWG M.S. sheet | [5 empty] | Nos
101011006 | 101011006009 | 150mm x150mm x 25-65mmm depth M.S. boxes. | ELECTRICAL | No | Yes |  |  |  | 16 SWG M.S. sheet | [5 empty] | Nos
101011006 | 101011006010 | 160mm x 160mm x 50mm junction box with cover | ELECTRICAL | No | Yes |  |  |  | 2.0 mm thick pre galvanized sheet steel junction boxes with 2.0 mm thick sheet steel cover / stainless cover | [5 empty] | Nos
101011006 | 101011006011 | 110mm x 110mm x 50mm junction box with cover | ELECTRICAL | No | Yes |  |  |  | 2.0 mm thick pre galvanized sheet steel junction boxes with 2.0 mm thick sheet steel cover / stainless cover | [5 empty] | Nos
101011006 | 101011006012 | 600mm x 300 to 450mm x 25-65 mm depth | ELECTRICAL | No | Yes |  |  |  | M.S. boxes. | [5 empty] | Nos
101011006 | 101011006013 | 450mm x 250 to 450 mmx25-65mm depth | ELECTRICAL | No | Yes |  |  |  | M.S. boxes. | [5 empty] | Nos
101011006 | 101011006014 | 300mm x 150 to 300mm x 25-65 mm depth | ELECTRICAL | No | Yes |  |  |  | M.S. boxes. | [5 empty] | Nos
101011006 | 101011006015 | 150mm x150mm x 25-65mmm depth | ELECTRICAL | No | Yes |  |  |  | M.S. boxes. | [5 empty] | Nos
101011006 | 101011006016 | 75mm x 75mm x 35 mm. | ELECTRICAL | No | Yes |  |  |  | M.S. boxes - single RJ 11 telephone outlet. | [5 empty] | Nos
101011006 | 101011006017 | 75mm x 75mm x 35 mm. | ELECTRICAL | No | Yes |  |  |  | M.S. boxes - twin (2)RJ 45 Data outlet. | [5 empty] | Nos
101011006 | 101011006018 | 75mm x 75mm x 35 mm. | ELECTRICAL | No | Yes |  |  |  | M.S. boxes - only back boxes without outlets | [5 empty] | Nos
101011006 | 101011006019 | 75mm x 75mm x 35 mm. | ELECTRICAL | No | Yes |  |  |  | M.S. boxes - single RJ 45 Data outlet. | [5 empty] | Nos
101011 | 101011007 | SWITCH | ELECTRICAL | Yes | No | [9 empty] | Nos
101011007 | 101011007001 | 16 A TPN | ELECTRICAL | No | Yes | LEGRAND/FIBOX/HENSEL | [8 empty] | Nos
101011007 | 101011007002 | 20 A MCB - 3P Point | ELECTRICAL | No | Yes | LEGRAND/FIBOX/HENSEL | [8 empty] | Nos
101011007 | 101011007003 | 4M, 16 A | ELECTRICAL | No | Yes | Northwest/ Anchor/Legrand | [8 empty] | Nos
101011007 | 101011007004 | 8M, 16 A | ELECTRICAL | No | Yes | Northwest/ Anchor/Legrand | [8 empty] | Nos
101011007 | 101011007005 | 63A TPN | ELECTRICAL | No | Yes | LEGRAND/FIBOX/HENSEL | [8 empty] | Nos
101011007 | 101011007006 | 2 pole , 20 A MCB - 1P Point | ELECTRICAL | No | Yes | Legrand | [8 empty] | Nos
101011007 | 101011007007 | SINGLE POLE 1 No. 16A | ELECTRICAL | No | No | [9 empty] | Nos
101011 | 101011008 | SOCKETS | ELECTRICAL | Yes | No | [9 empty] | Nos
101011008 | 101011008001 | 3 Nos. 13A MULTIPIN SWITCHED SOCKET | ELECTRICAL | No | Yes |  |  |  | sockets with back boxes | 2 Nos socket outlet | 1 No switched socket outlet | BLACK color | 16 SWG sheet steel |  | Nos
101011008 | 101011008002 | 3 Nos. 13A MULTIPIN SWITCHED SOCKET | ELECTRICAL | No | Yes |  |  |  | sockets withOUT back boxes | 2 Nos socket outlet | 1 No switched socket outlet | BLACK color | 16 SWG sheet steel |  | Nos
101011008 | 101011008003 | 2 Nos. 6/16A MULTIPIN SWITCHED SOCKET | ELECTRICAL | No | No | [9 empty] | Nos
101011008 | 101011008004 | SMC clad plug and socket 20 Amps 3 pin | ELECTRICAL | No | Yes |  |  |  | controlled by 20A DP MCB | powder coated M.S. Box concealed |  |  |  |  | Nos
101 | 101012 | SPEAKERS | ELECTRICAL | Yes | No | [9 empty] | Nos
101012 | 101012001 | AMPLIFIER | ELECTRICAL | Yes | No | [9 empty] | Nos
101012001 | 101012001001 | Booster Amplifier 480W RMS | ELECTRICAL | No | Yes | BOSCH |  |  | built-in fan for temperature control | built in line matching transformer distortion typically 0.03% @ 1 KHz | Noise 90 dB below rated output | Bosch Cat. No. LBD 1938 or equivalent) |  |  | Nos
101012001 | 101012001002 | Power Amplifier 480 Watts | ELECTRICAL | No | Yes | BOSCH | [8 empty] | Nos
101012001 | 101012001003 | Power Amplifier 240 Watts | ELECTRICAL | No | Yes | BOSCH | [8 empty] | Nos
101012001 | 101012001004 | Power Amplifier 360 Watts | ELECTRICAL | No | Yes | BOSCH | [8 empty] | Nos
101012001 | 101012001005 | CD PLAYER | ELECTRICAL | No | Yes | SONY | [8 empty] | Nos
101012001 | 101012001006 | VOLUME CONTROLS | ELECTRICAL | No | Yes | BOSCH | [8 empty] | Nos
101012001 | 101012001007 | MS - RACK | ELECTRICAL | No | Yes | Valrack |  |  | 24U | front lockable glass door | Main Panel with Spike Buster | Caster wheel base | FUSE power supply unit |  | Nos
101012001 | 101012001008 | BRACKETS | ELECTRICAL | No | Yes | Valrack | [8 empty] | Nos
101012 | 101012002 | CEILING SPEAKER | ELECTRICAL | Yes | No | [9 empty] | Nos
101012002 | 101012002001 | Ceiling Speaker 6 watt | ELECTRICAL | No | Yes | BOSCH |  |  | line matching transformer | [5 empty] | Nos
101012002 | 101012002002 | Wall mounter Speaker 7 Watt | ELECTRICAL | No | Yes | BOSCH |  |  | line matching transformer | [5 empty] | Nos
101012002 | 101012002003 | 6W Ceiling Speaker | ELECTRICAL | No | Yes | Bosch LBD0606/10 |  |  | Max Power: 9W Rated Power: 6Watts, Power Tapping: 6/3/1.5W | Effective frequency range(-10 dB) : 150 Hz to 15KHz | SPL at rated power (1Khz at 1 m) 108 dB | - Opening Angle 1 KHz / 4 KHz:: 180° / 45° |  |  | Nos
101012002 | 101012002004 | 6W wall mount speaker | ELECTRICAL | No | Yes | Bosch |  |  | Max Power: 9W Rated Power: 6Watts, Power Tapping: 6/3/1.5W | Effective frequency range(-10 dB) : 200 Hz to 15KHz | SPL at rated power (1Khz at 1 m) 96 dB | Opening Angle 1 KHz / 4 KHz (-6 dB): 150/7 |  |  | Nos
101012002 | 101012002005 | 15W wall Cabinet Speaker | ELECTRICAL | No | Yes | Bosch LB2-UC15-D1 |  |  | Max Power: 22.5W,Rated Power: 15 Watts, Power Tapping: 15/7.5/3.75/1.9 W | Effective frequency range(-10 dB) : 95 Hz to 20 kHz | SPL at rated power (1Khz at 1 m) 99 dB | Opening Angle 1 KHz / 4 KHz (-6 dB |  |  | Nos
101012002 | 101012002006 | 15 W high‑efficiency ABS horn loudspeaker | ELECTRICAL | No | Yes | Bosch LBC3470/00 |  |  | Max. Power: 22.5 W,Rated Power: 15 Watts, Power tapping: 15/7.5/3.75W | Effective frequency range(-10 dB) :(500 Hz to 5KHz) | Self extingguishing acc. to UL94 V0 | SPL at rated power (1Khz) 115 dB | IP65 acc. to IEC 60529 Safety acc. to EN60065 |  | Nos
101012002 | 101012002007 | 25W Flameproof Horn Loudspeaker | ELECTRICAL | No | Yes | Bosch LH3-UC25XS |  |  | Max Power: 30W,Rated Power: 25 Watts, Rated Power: 25 / 15 / 6.5/ 5/ 2.5/ 1.5 W | Effective frequency range(-10 dB) : 480 Hz to 7000 Hz | PL at rated power (1Khz at 1 m) 118 dB / 104 dB | Opening Angle 1 KHz / 4 KHz (-6 dB): 155 / 47 degrees Constructed from sturdy, lightweight, anti-static Polyamid material. | IP67 ATEX, IECEx, UL, CSA , and INMETRO certified. |  | Nos
101 | 101013 | TEST POINT | ELECTRICAL | Yes | No | [9 empty] | Nos
101013 | 101013001 | TEST POINT FOR PIPE FITTING | ELECTRICAL | No | No | [9 empty] | Nos
101013 | 101013002 | TEST POINT FOR CHILLERS | ELECTRICAL | No | No | [9 empty] | Nos
101 | 101014 | DISTRIBUTION BOARD | ELECTRICAL | Yes | No | [9 empty] | Nos
101014 | 101014001 | MCB DB | ELECTRICAL | Yes | No | [9 empty] | Nos
101014001 | 101014001001 | INCOMING: 1No. 63A 4P 10KA MCB. OUTGOING: TP+N 8 way MCB DB fitted with 3 Nos. 63A DP 30mA RCBO to control individual phase and 24 Nos. 6-10A SP 10 KA MCB. | ELECTRICAL | No | Yes |  |  |  | CUBICAL FLOOR MOUNTING MEDIUM VOLTAGE DB | tinned copper busbars | Neutral busbar sizes of all lighting panels shall be equal in size to phase busbars. | DB shall have built-in cable Alley at both sides | neutral made out of 16 SWG sheet steel |  | Nos
101014001 | 101014001002 | INCOMING: 1No. 63A 4P 10KA MCB. OUTGOING: TP+N 8 way MCB DB fitted with 3 Nos. 63A DP 10KA MCB to control individual phase and 24 Nos. 16-20A SP 10 KA MCB. | ELECTRICAL | No | Yes |  |  |  | CUBICAL FLOOR MOUNTING MEDIUM VOLTAGE DB | tinned copper busbars | Neutral busbar sizes of all lighting panels shall be equal in size to phase busbars. | DB shall have built-in cable Alley at both sides | neutral made out of 16 SWG sheet steel |  | Nos
101014001 | 101014001003 | INCOMING: 1No. 40A 4P 10KA MCB. OUTGOING: TP+N 4 way MCB DB fitted with 3 Nos. 40A DP 30mA RCBO to control individual phase and 12 Nos. 6A SP 10 KA MCB. | ELECTRICAL | No | Yes |  |  |  | CUBICAL FLOOR MOUNTING MEDIUM VOLTAGE DB | tinned copper busbars | Neutral busbar sizes of all lighting panels shall be equal in size to phase busbars. | DB shall have built-in cable Alley at both sides | neutral made out of 16 SWG sheet steel |  | Nos
101014001 | 101014001004 | INCOMING: 1No. 40A 4P 10KA MCB. OUTGOING: SPN 10 way MCB DB fitted with 8 Nos. 6-10A SP 10KA MCB. | ELECTRICAL | No | Yes |  |  |  | CUBICAL FLOOR MOUNTING MEDIUM VOLTAGE DB | tinned copper busbars | Neutral busbar sizes of all lighting panels shall be equal in size to phase busbars. | DB shall have built-in cable Alley at both sides | neutral made out of 16 SWG sheet steel |  | Nos
101014001 | 101014001005 | INCOMING: 1No. 63A TP+N 10KA MCB. OUTGOING: TP+N 4 way MCB DB fitted with 3 Nos. 63A DP MCB to control individual phase and 12 Nos.6-20A SP 10 KA MCB | ELECTRICAL | No | Yes |  |  |  | CUBICAL FLOOR MOUNTING MEDIUM VOLTAGE DB | tinned copper busbars | Neutral busbar sizes of all lighting panels shall be equal in size to phase busbars. | DB shall have built-in cable Alley at both sides | neutral made out of 16 SWG sheet steel |  | Nos
101014001 | 101014001006 | INCOMING: 1 No. 32A TP+N 10KA MCB.OUTGOING:VTP+N 8 way DB fitted with 8 Nos. 10A TP+N 10KA MCB. | ELECTRICAL | No | Yes |  |  |  | CUBICAL FLOOR MOUNTING MEDIUM VOLTAGE DB | tinned copper busbars | Neutral busbar sizes of all lighting panels shall be equal in size to phase busbars. | DB shall have built-in cable Alley at both sides | neutral made out of 16 SWG sheet steel |  | Nos
101014001 | 101014001007 | INCOMING: 1 No. 40A 4P 10KA MCB. OUTGOING: TPN 8 way MCB DB fitted with 3 Nos. 40A DP 30mA RCBO to control individual phase and 24 Nos. 6-10A SP 10KA MCB. | ELECTRICAL | No | Yes |  |  |  | Floor mounting type | Cubicle pattern medium voltage distribution boards | tinned copper busbars | CEIG/CEA |  |  | Nos
101014001 | 101014001008 | INCOMING: 1No. 63A TP+N 10KA MCB.OUTGOING:TPN 8 way MCB DB fitted with 3 Nos. 63A DP 30mA RCBO to control individual phase and 24 Nos. 10-20A SP 10 KA MCB. | ELECTRICAL | No | Yes |  |  |  | Floor mounting type | Cubicle pattern medium voltage distribution boards | tinned copper busbars | CEIG/CEA |  |  | Nos
101014001 | 101014001009 | INCOMING: 1No. 63A 4P 10KA MCB. OUTGOING: TPN 8 way MCB DB fitted with 3 Nos. 63A DP MCB to control individual phase and 24 Nos. 10-20A SP 10 KA MCB. | ELECTRICAL | No | Yes |  |  |  | Floor mounting type | Cubicle pattern medium voltage distribution boards | tinned copper busbars | CEIG/CEA |  |  | Nos
101014001 | 101014001010 | INCOMING: 1 No. 20A DP 10KA MCB. OUTGOING: SPN 10 way MCB DB fitted with 8 Nos. 6-10A SP 10KA MCB. | ELECTRICAL | No | Yes |  |  |  | Floor mounting type | Cubicle pattern medium voltage distribution boards | tinned copper busbars | CEIG/CEA |  |  | Nos
101014001 | 101014001011 | 40/63A DP MCB. | ELECTRICAL | No | Yes |  |  |  | plugging type with protective conductor | self extinguishing material |  |  |  |  | Nos
101014001 | 101014001012 | 10-16A DP MCB | ELECTRICAL | No | Yes |  |  |  | thermoplastic enclosure. | IP65 |  |  |  |  | Nos
101014001 | 101014001013 | 100A DP MCB | ELECTRICAL | No | Yes |  |  |  | thermoplastic enclosure. | IP65 |  |  |  |  | Nos
101014001 | 101014001014 | 32-40A TP MCB | ELECTRICAL | No | Yes |  |  |  | thermoplastic enclosure. | IP65 |  |  |  |  | Nos
101014001 | 101014001015 | Digital meter with suitable Cast Resin C.T. | ELECTRICAL | No | Yes |  |  |  | BMS (RS485) | [5 empty] | Nos
101014001 | 101014001016 | Multifunction meter with demand controller | ELECTRICAL | No | Yes |  |  |  | BMS (RS485) | [5 empty] | Nos
101014001 | 101014001017 | Digital Voltmeter without C.T. | ELECTRICAL | No | Yes |  |  |  | BMS (RS485) | [5 empty] | Nos
101014001 | 101014001018 | True rms meter to measure Earth to neutral voltage with necessary protection. | ELECTRICAL | No | Yes |  |  |  | BMS (RS485) | [5 empty] | Nos
101014001 | 101014001019 | 1 set of R, Y & B indicating lamp | ELECTRICAL | No | Yes | [9 empty] | Nos
101014001 | 101014001020 | 1 set of Negative phase sequence relay (46) | ELECTRICAL | No | Yes |  |  |  | RS485 port | [5 empty] | Nos
101014001 | 101014001021 | 1 set of ON, OFF/TRIP indicating lamp | ELECTRICAL | No | Yes | [9 empty] | Nos
101014001 | 101014001022 | 1 Set 12 window Micro Processor type annunciator | ELECTRICAL | No | No | [9 empty] | Nos
101014001 | 101014001023 | 1 Set Powerpac OF 1KVA UPS built-in SMF batteries | ELECTRICAL | No | No | [9 empty] | Nos
101014001 | 101014001024 | 1 Set (3 Nos for R,Y & B) of digital type Reverse power relay | ELECTRICAL | No | No | [9 empty] | Nos
101014001 | 101014001025 | TYPE 1+2 surge protection device | ELECTRICAL | No | No | [9 empty] | Nos
101014001 | 101014001026 | SPD Type 2 arrester | ELECTRICAL | No | No | [9 empty] | Nos
101014001 | 101014001027 | SPN 8 way | ELECTRICAL | No | Yes |  |  |  | including neutral & earthbar, interconnections | MS powder coated MCB enclosure |  |  |  |  | Nos
101014001 | 101014001028 | SPN 4 way | ELECTRICAL | No | Yes |  |  |  | including neutral & earthbar, interconnections | MS powder coated MCB enclosure |  |  |  |  | Nos
101014001 | 101014001029 | TP+N 8 way | ELECTRICAL | No | Yes |  |  |  | including neutral & earthbar, interconnections | MS powder coated MCB enclosure |  |  |  |  | Nos
101014001 | 101014001030 | TP+N 4 way | ELECTRICAL | No | Yes |  |  |  | including neutral & earthbar, interconnections | MS powder coated MCB enclosure |  |  |  |  | Nos
101014001 | 101014001031 | TP+N 6 way | ELECTRICAL | No | Yes |  |  |  | including neutral & earthbar, interconnections | MS powder coated MCB enclosure |  |  |  |  | Nos
101014001 | 101014001032 | 6-32A SP MCB. | ELECTRICAL | No | No | [9 empty] | Nos
101014001 | 101014001033 | 16-32A DP MCB. | ELECTRICAL | No | No | [9 empty] | Nos
101014001 | 101014001034 | 25-32A TP MCB. | ELECTRICAL | No | No | [9 empty] | Nos
101014001 | 101014001035 | 25-63A 4P MCB. | ELECTRICAL | No | No | [9 empty] | Nos
101014001 | 101014001036 | 16A - 63A DP MCB + ELCB of 30/100 mA sensitivity. | ELECTRICAL | No | No | [9 empty] | Nos
101014001 | 101014001037 | 16A - 63A 4P MCB + ELCB of 30/100mA sensitivity. | ELECTRICAL | No | No | [9 empty] | Nos
101014001 | 101014001038 | 32-63A TPN 10KA MCB | ELECTRICAL | No | Yes |  |  |  | R,Y & B LED type indicating lamps. | 14/16SWG (14 SWG for gland plate) | M.S. powder coated enclosure |  |  |  | Nos
101014001 | 101014001039 | 4-32A TP+N 10KA MCB | ELECTRICAL | No | Yes |  |  |  | 14/16SWG (14 SWG for gland plate) | M.S. powder coated enclosure |  |  |  |  | Nos
101014001 | 101014001040 | 6/16 Amps 3 pin | ELECTRICAL | No | Yes |  |  |  | combined DP switch and universal socket (shutter type) | [5 empty] | Nos
101014001 | 101014001041 | 20 Amps 3 pin SMC clad plug and socket controlled by 20A DP MCB | ELECTRICAL | No | Yes |  |  |  | powder coated M.S. Box concealed | [5 empty] | Nos
101014001 | 101014001042 | 32A TPN MCB incomer 32A TP AC2 contactor | ELECTRICAL | No | Yes |  |  |  | outdoor type | floor mounted standing type |  |  |  |  | Nos
101014001 | 101014001043 | 63 Amps TP contactor | ELECTRICAL | No | Yes |  |  |  | 0 - 25 lux switch | 440 volts, 3 phase 50 C/s | Type III surge protection device | IP 55 |  |  | Nos
101014 | 101014002 | MCCB DB | ELECTRICAL | Yes | No | [9 empty] | Nos
101014002 | 101014002001 | INCOMER : 1 No. 40A TP+N 20KA MCCB OUTGOING:1 No. of 32A 3 phase 5 pin angular socket with angular top with 32A TP+N 10KA MCB 1 Nos. of 16A single phase 3 pin angular socket with angular top and 1 Nos. 16A DP 30mA RCBO | ELECTRICAL | No | Yes |  |  |  | WALL/COLUMN MOUNTING Enclosure: Thermoplastic. | Codes:IEC/EN 60309 part 1 & 2 with CEE marking. | self extinguishing high grade electrical insulatio | Polyamide with thermal stability chemical resistance free from cadmium & halogen. | Min IP65 |  | Nos
101014002 | 101014002002 | INCOMER : 1 No. 80A TP+N 20KA MCCB OUTGOING: 1 No. of 63A 3 phase 5 pin angular socket with angular top with 63A TP+N 10KA MCB 1 No. of 32A 3 phase 5 pin angular socket with angular top with 32A TP+N 10KA MCB1 Nos. of 16A single phase 3 pin angular socket with angular top and 1 Nos. 16A DP 30mA RCBO | ELECTRICAL | No | Yes |  |  |  | WALL/COLUMN MOUNTING Enclosure: Thermoplastic. | Codes:IEC/EN 60309 part 1 & 2 with CEE marking. | self extinguishing high grade electrical insulatio | Polyamide with thermal stability chemical resistance free from cadmium & halogen. | Min IP65 |  | Nos
101014002 | 101014002003 | INCOMER : 1 No. 80A TP+N 20KA MCCB OUTGOING: 1 No. of 63A 3 phase 5 pin angular socket with angular top with 63A TP+N 10KA MCB 1 No. of 32A 3 phase 5 pin angular socket with angular top with 32A TP+N 10KA MCB 2 Nos. of 16A single phase 3 pin angular socket with angular top and 2 Nos. 16A DP 10KA MCB | ELECTRICAL | No | Yes |  |  |  | WALL/COLUMN MOUNTING Enclosure: Thermoplastic. | Codes:IEC/EN 60309 part 1 & 2 with CEE marking. | self extinguishing high grade electrical insulatio | Polyamide with thermal stability chemical resistance free from cadmium & halogen. | Min IP65 |  | Nos
101014002 | 101014002004 | INCOMER & OUTGOING : 1 Nos. 125A 4P MCCB with 1 Nos. of 125A three phase 5 pin angular socket with angular top | ELECTRICAL | No | Yes |  |  |  | WALL/COLUMN MOUNTING Enclosure: Thermoplastic. | Codes:IEC/EN 60309 part 1 & 2 with CEE marking. | self extinguishing high grade electrical insulatio | Polyamide with thermal stability chemical resistance free from cadmium & halogen. | Min IP65 |  | Nos
101014002 | 101014002005 | INCOMER : 1 No. 80A TP+N 16KA MCCB. OUTGOING: 3 Nos. of 32A 3 phase 5 pin angular socket with angular top with 3 Nos. 32A 4P 30mA RCBO | ELECTRICAL | No | Yes |  |  |  | WALL/COLUMN MOUNTING Enclosure: Thermoplastic. | Codes:IEC/EN 60309 part 1 & 2 with CEE marking. | self extinguishing high grade electrical insulatio | Polyamide with thermal stability chemical resistance free from cadmium & halogen. | Min IP65 |  | Nos
101014002 | 101014002006 | INCOMING: 1No. 63A TP+N 10KAMCCB.OUTGOING:VTP+N 12way MCB DB fitted with8 Nos. 32A TP+N 10KA MCB. 4 Nos. 16A TP+N 10KA MCB. | ELECTRICAL | No | Yes |  |  |  | CUBICAL FLOOR MOUNTING MEDIUM VOLTAGE DB | Neutral busbar sizes of all lighting panels shall be equal in size to phase busbars. | DB shall have built-in cable Alley at both sides | neutral made out of 16 SWG sheet steel | tinned copper busbars |  | Nos
101014002 | 101014002007 | INCOMING:1No. 63A TP+N 10KAMCCB.OUTGOING:VTP+N 12way MCB DB fitted with 12 Nos. 32A TP+N 10KA MCB. | ELECTRICAL | No | Yes |  |  |  | CUBICAL FLOOR MOUNTING MEDIUM VOLTAGE DB | Neutral busbar sizes of all lighting panels shall be equal in size to phase busbars. | DB shall have built-in cable Alley at both sides | neutral made out of 16 SWG sheet steel | tinned copper busbars |  | Nos
101014002 | 101014002008 | INCOMING: 1No. 125A TP+N 20KA MCCB. OUTGOING:VTP+N 12way MCB DB fitted with 4 Nos. 16A TP+N 10KA MCB. 4 Nos. 6A TP+N 10KA MCB. 4 Nos. 6A DP 10KA MCB. 4 Nos. 2A DP 10KA MCB. | ELECTRICAL | No | Yes |  |  |  | cubicle Floor mounting type | tinned copper busbars (current rating not less than 1.2 Sqmm per amphere |  |  |  |  | Nos
101014002 | 101014002009 | 32-63A TP+N 16KA MCCB | ELECTRICAL | No | Yes |  |  |  | local isolator | R,Y & B LED type indicating lamps. | 14/16SWG (14 SWG for gland plate) | M.S. powder coated enclosure |  |  | Nos
101014002 | 101014002010 | 250A TP+N 25KA MCCB | ELECTRICAL | No | Yes |  |  |  | R,Y & B LED type indicating lamps. | 14/16SWG (14 SWG for gland plate) | M.S. powder coated enclosure |  |  |  | Nos
101014002 | 101014002011 | 160A TP+N 25KA MCCB | ELECTRICAL | No | Yes |  |  |  | R,Y & B LED type indicating lamps. | 14/16SWG (14 SWG for gland plate) | M.S. powder coated enclosure |  |  |  | Nos
101014002 | 101014002012 | 125A TP+N 25KA MCCB | ELECTRICAL | No | Yes |  |  |  | R,Y & B LED type indicating lamps. | 14/16SWG (14 SWG for gland plate) | M.S. powder coated enclosure |  |  |  | Nos
101014002 | 101014002013 | 100A TP+N 25KA MCCB | ELECTRICAL | No | Yes |  |  |  | R,Y & B LED type indicating lamps. | 14/16SWG (14 SWG for gland plate) | M.S. powder coated enclosure |  |  |  | Nos
101014002 | 101014002014 | 400A TP+N 35KA MCCB | ELECTRICAL | No | Yes |  |  |  | End Feed Unit | Motor operated | M.S frame, M.S powder coated cable adopter box |  |  |  | Nos
101014002 | 101014002015 | 10-20A TP+N 25KA MCCB. | ELECTRICAL | No | Yes |  |  |  | plugging type with protective conductor | self extinguishing material |  |  |  |  | Nos
101014002 | 101014002016 | 32A TP+N 25KA MCCB. | ELECTRICAL | No | Yes |  |  |  | plugging type with protective conductor | self extinguishing material |  |  |  |  | Nos
101014002 | 101014002017 | 63-100A TP+N 25KA MCCB. | ELECTRICAL | No | Yes |  |  |  | plugging type with protective conductor | self extinguishing material |  |  |  |  | Nos
101014002 | 101014002018 | 125A TP+N 25KA MCCB. | ELECTRICAL | No | Yes |  |  |  | plugging type with protective conductor | self extinguishing material |  |  |  |  | Nos
101014002 | 101014002019 | 160A TP+N 35KA MCCB. | ELECTRICAL | No | Yes |  |  |  | plugging type with protective conductor | self extinguishing material |  |  |  |  | Nos
101014002 | 101014002020 | 200A TP+N 35KA MCCB. | ELECTRICAL | No | Yes |  |  |  | plugging type with protective conductor | self extinguishing material |  |  |  |  | Nos
101014002 | 101014002021 | 400A TP+N 35KA MCCB. | ELECTRICAL | No | Yes |  |  |  | plugging type with protective conductor | self extinguishing material |  |  |  |  | Nos
101014002 | 101014002022 | 125A TP+N 25KA MCCB. | ELECTRICAL | No | Yes |  |  |  | plugging type with protective conductor | [5 empty] | Nos
101014002 | 101014002023 | 160A TP+N 35KA MCCB. | ELECTRICAL | No | Yes |  |  |  | plugging type with protective conductor | [5 empty] | Nos
101014002 | 101014002024 | 200A TP+N 35KA MCCB. | ELECTRICAL | No | Yes |  |  |  | plugging type with protective conductor | [5 empty] | Nos
101014002 | 101014002025 | 32A TP+N 25KA MCCB | ELECTRICAL | No | Yes |  |  |  | Front handle mechanism | M.S enclosure | busbars (Main and interconnections) |  |  |  | Nos
101014002 | 101014002026 | 63A TP+N 25KA MCCB feeder. | ELECTRICAL | No | Yes |  |  |  | Front handle mechanism | M.S enclosure | busbars (Main and interconnections) |  |  |  | Nos
101014002 | 101014002027 | 125A TP+N 25KA MCCB feeder. | ELECTRICAL | No | Yes |  |  |  | Front handle mechanism | M.S enclosure | busbars (Main and interconnections) |  |  |  | Nos
101014002 | 101014002028 | 250A TP+N 25KA MCCB feeder. | ELECTRICAL | No | Yes |  |  |  | Front handle mechanism | M.S enclosure | busbars (Main and interconnections) |  |  |  | Nos
101014002 | 101014002029 | 315A TP+N 25KA MCCB feeder. | ELECTRICAL | No | Yes |  |  |  | Front handle mechanism | M.S enclosure | busbars (Main and interconnections) |  |  |  | Nos
101014002 | 101014002030 | 400A TP+N 25KA MCCB feeder. | ELECTRICAL | No | Yes |  |  |  | Front handle mechanism | M.S enclosure | busbars (Main and interconnections) |  |  |  | Nos
101014002 | 101014002031 | 630A TP+N 25KA MCCB feeder. | ELECTRICAL | No | Yes |  |  |  | Front handle mechanism | M.S enclosure | busbars (Main and interconnections) |  |  |  | Nos
101014002 | 101014002032 | 800A TP+N 25KA MCCB feeder. | ELECTRICAL | No | Yes |  |  |  | Front handle mechanism | M.S enclosure | busbars (Main and interconnections) |  |  |  | Nos
101014002 | 101014002033 | 1000A TP+N 25KA MCCB feeder. | ELECTRICAL | No | Yes |  |  |  | Front handle mechanism | M.S enclosure | busbars (Main and interconnections) |  |  |  | Nos
101014002 | 101014002034 | 1250A TP+N 25KA MCCB feeder. | ELECTRICAL | No | Yes |  |  |  | Front handle mechanism | M.S enclosure | busbars (Main and interconnections) |  |  |  | Nos
101014002 | 101014002035 | 1600A TP+N 25KA MCCB feeder. | ELECTRICAL | No | Yes |  |  |  | Front handle mechanism | M.S enclosure | busbars (Main and interconnections) |  |  |  | Nos
101014002 | 101014002036 | 16-32A TP+N 25KA MCCB | ELECTRICAL | No | Yes |  |  |  | thermoplastic enclosure. | IP65 |  |  |  |  | Nos
101014002 | 101014002037 | 100A TP+N 25KA MCCB | ELECTRICAL | No | Yes |  |  |  | Thermoplastic enclosure. | IP65 |  |  |  |  | Nos
101014002 | 101014002038 | 250A TP+N 25KA MCCB | ELECTRICAL | No | Yes |  |  |  | Thermoplastic enclosure. | IP65 |  |  |  |  | Nos
101014002 | 101014002039 | 400A TP+N 25KA MCCB | ELECTRICAL | No | Yes |  |  |  | Thermoplastic enclosure. | IP65 |  |  |  |  | Nos
101014002 | 101014002040 | 630A TP+N 25KA MCCB | ELECTRICAL | No | Yes |  |  |  | Thermoplastic enclosure. | IP65 |  |  |  |  | Nos
101014002 | 101014002041 | 800A TP+N 25KA MCCB | ELECTRICAL | No | Yes |  |  |  | Thermoplastic enclosure. | IP65 |  |  |  |  | Nos
101014 | 101014003 | RCB DB | ELECTRICAL | Yes | No | [9 empty] | Nos
101014003 | 101014003001 | INCOMER & OUTGOING : 1 Nos. 16A DP 30mA RCBO with 1 Nos. of 16A single phase 3 pin angular socket with angular top | ELECTRICAL | No | Yes |  |  |  | WALL/COLUMN MOUNTING Enclosure: Thermoplastic. | Codes:IEC/EN 60309 part 1 & 2 with CEE marking. | self extinguishing high grade electrical insulatio | Polyamide with thermal stability chemical resistance free from cadmium & halogen. | Min IP65 |  | Nos
| 102 | MECHANICAL | MECHANICAL | Yes | No | [9 empty] | Nos
102 | 102001 | PUMP | MECHANICAL | Yes | No | [9 empty] | Nos
102001 | 102001001 | ELECTRICAL PUMP | MECHANICAL | Yes | No | [9 empty] | Nos
102001001 | 102001001001 | Fire Pump Electrical driven main pump Capacity: 350 CuM/Hr at 88 MWC | MECHANICAL | No | Yes |  |  |  | Horizontal split casing type horizontal centrifugal pump having 2900 rpm speed | 2900 rpm speed complete with gland packing, coupling, inbuilt Auto air relief valve,Pressure gauges at suction & discharge side | TEFC type of Efficiency 1(IE2),class F insulation,IP55 of suitable HP and speed | base frame for operation of 415 volts+/- 10%, 3 phase, 50 HZ +/- 5% A.C supply | The pump shall be coupled to Squirrel cage induction motor |  | Nos
102001001 | 102001001002 | Fire Pump Electrical driven main pump Capacity : 273 CuM/hr at 88 mwc | MECHANICAL | No | Yes |  |  |  | Horizontal split casing type horizontal centrifugal pump having 2900 rpm speed | 2900 rpm speed complete with gland packing, coupling, inbuilt Auto air relief valve,Pressure gauges at suction & discharge side | TEFC type of Efficiency 1(IE2),class F insulation,IP55 of suitable HP and speed | base frame for operation of 415 volts+/- 10%, 3 phase, 50 HZ +/- 5% A.C supply | The pump shall be coupled to Squirrel cage induction motor |  | Nos
102001001 | 102001001003 | Fire Pumo Electrical motor driven Jockey pump ,Capacity : 10.8 cum/hr at 88 MWC | MECHANICAL | No | Yes |  |  |  | Horizontal split casing type horizontal centrifugal pump having 2900 rpm speed | 2900 rpm speed complete with gland packing, coupling, inbuilt Auto air relief valve,Pressure gauges at suction & discharge side | TEFC type of Efficiency 1(IE2),class F insulation,IP55 of suitable HP and speed | base frame for operation of 415 volts+/- 10%, 3 phase, 50 HZ +/- 5% A.C supply | .The pump shall be coupled to Squirrel cage induction motor |  | Nos
102001001 | 102001001004 | Electric motor driven Main Pump suitable for automatic operation for delivery of 273 CMH | MECHANICAL | No | Yes | Wilo/Grundfos |  |  | Horizontal Split case centrifugal type pump | head of 70 metres with bronze impeller, shaft SS complete | single mechnical seal | Including Squirrel cage induction motor |  |  | Nos
102001001 | 102001001005 | Electric motor driven Jockey Pump suitable for automatic operation for delivery of 10.8 CMH | MECHANICAL | No | Yes | Wilo/Grundfos |  |  | Vertical In line,centrifugal Multistage pump complete for delivery of 10.8 CMH | head of 70 metres with bronze impeller, shaft SS complete | mechanical seal |  |  |  | Nos
102001001 | 102001001006 | Sump Pump CMH @ 25 Mtr | MECHANICAL | No | Yes | Wilo/Grundfos/Xylem |  |  | float switch | auto operation |  |  | Negative suctIon |  | Nos
102001001 | 102001001007 | Electrical Sprinkler pump 2000 USGPM @ 9.0 Kg/cm2(g) 2900 RPM | MECHANICAL | No | Yes |  |  |  | Horizontal split case pump | TEFC | as per NPSH |  |  |  | Nos
102001001 | 102001001008 | Electrical Hydrant Pump 1500 USGPM @ 9.0 Kg/cm2(g), 2900 RPM | MECHANICAL | No | Yes |  |  |  | Horizontal split case pump | TEFC | as per NPSH |  |  |  | Nos
102001001 | 102001001009 | Electrical Sprinker Jockey pump 66 USGPM @ 9.0 Kg / cm2, 2900 RPM | MECHANICAL | No | Yes |  |  |  | Vertical inline pump | TEFC | as per NPSH |  |  |  | Nos
102001001 | 102001001010 | Electrical Hydrant Jockey Pump 48 USGPM @ 9.0 Kg / cm2 2900 RPM | MECHANICAL | No | Yes |  |  |  | Vertical inline pump | TEFC | as per NPSH |  |  |  | Nos
102001001 | 102001001011 | Mono block booster pumpset 900 LPM capacity @ 40 MWC coupled to 11kW Motor @ 2900RPM | MECHANICAL | No | Yes |  |  |  | Automatic starter panel | [5 empty] | Nos
102001001 | 102001001012 | Motor Control Centre 415V 3Ph, 50 Hz | MECHANICAL | No | Yes |  |  |  | 630 Amps Incomer should consist of TP 50KA MCCB | Outgoings should consist of TP MCCB 50KA | 6A control MCB 10KA ON/OFF/Trip indicating lamp | 14 SWG CRCA sheet | as per IP 42 |  | Nos
102001 | 102001002 | DIESEL PUMP | MECHANICAL | Yes | No | [9 empty] | Nos
102001002 | 102001002001 | Fire Pump Diesel driven stand by pump Capacity: 350 CuM/Hr at 88 MWC | MECHANICAL | No | Yes |  |  |  | Horizontal split casing having 1800 rpm speed type horizontal centrifugal pump complete with gland packing, coupling, inbuilt auto air relief valve,Pressure gauges at suction & discharge nozzle | provided with safety control panel, 2 nos of batteries(1W+1S) of adequate rating with battery leads & stand, battery charger panel,residential silencer, double walled diesel tank shall be as per IS 803 | MS piping with painting with two coats of primer and two coats of synthetic enamel paint (min toal DFT of 100 micron) & MS valves to & from engine and tank and exhaust silencer (Exhaust pipe shall be payable separately ). | complete set shall be mounted on common base frame | The pump shall be coupled to a air radiator cooled, diesel engine of suitable BHP & speed |  | Nos
102001002 | 102001002002 | Diesel engine driven Stand by Pump suitable for automatic operation for delivery of 273 CMH | MECHANICAL | No | Yes | Wilo/Grundfos |  |  | Horizontal Split case centrifugal type pump complete | head of 70 metres with bronze impeller, shaft SS complete | single mechnical seal | Exhaust Silencer complete with Supporting,Insulation,Claddind and Fixing |  |  | Nos
102001002 | 102001002003 | Diesel Engine Pump 2000 USGPM @ 9.0 Kg/cm2(g) , 1800 RPM | MECHANICAL | No | Yes |  |  |  | Horizontal split case pump | Heat Exchanger cooled type | Exhaust piping should be thermal insulated | NFPA 20 | as per NPSH |  | Nos
102001 | 102001003 | Hydropneumatic PUMP | MECHANICAL | Yes | No | [9 empty] | Nos
102001003 | 102001003001 | Hydropneumatic Pump 30 CMH @ 35 Mtr | MECHANICAL | No | Yes | Wilo/Grundfos/Xylem |  |  | Floating VFD, Motor | Configuration shall be 01 W & 01 Spare | Panel & Motors shall be Outdoor Duty Type | Head Pumps : 1 Set (1W + 1S{Future}) | Positive Suction |  | Nos
102001003 | 102001003002 | Hydropneumatic Pump 5 CMH @ 35 Mtr | MECHANICAL | No | Yes | Wilo/Grundfos/Xylem |  |  | Floating VFD, Motor | Configuration shall be 01 W & 01 Spare | Panel & Motors shall be Outdoor Duty Type | Head Pumps : 1 Set (1W + 1S{Future}) | Positive Suction |  | Nos
102001003 | 102001003003 | Hydropneumatic Pump 2 CMH @ 35 Mtr | MECHANICAL | No | Yes | Wilo/Grundfos/Xylem |  |  | Floating VFD, Motor | Configuration shall be 01 W & 01 Spare | Panel & Motors shall be Outdoor Duty Type | Head Pumps : 1 Set (1W + 1S{Future}) | Positive Suction |  | Nos
102001 | 102001004 | Internal gear pump | MECHANICAL | Yes | No | [9 empty] | Nos
102001004 | 102001004001 | Internal gear pump 3 CMH @ 50 Mtr. | MECHANICAL | No | Yes | Rotodel/ Viking |  |  | Floating VFD, Flameproof Motor | Panel & Motors shall be Outdoor Duty Type, Flameproof Zone II | USAGE- HSD Tranfer | CCOE Approved pump | Positive Suction |  | Nos
102001 | 102001005 | AODD PUMP | MECHANICAL | Yes | No | [9 empty] | Nos
102001005 | 102001005001 | AODD Pump 6 CMH | MECHANICAL | No | Yes | Sandpiper/Graco |  |  | PTFE seals | Isolation Valves , FRL Unit | compressd air coupler Mounted on bas frame | USAGE- Hydraullic Oil Tranfer | Positive Suction |  | Nos
102001 | 102001006 | CENTRIFUGAL PUMP | MECHANICAL | Yes | No | [9 empty] | Nos
102001006 | 102001006001 | Self priming Centrifugal 5 CMH @ 45 Mtr | MECHANICAL | No | Yes | Wilo/Grundfos |  |  | Backpull out End suction Long Coupled Pump | Panel & Motors shall be Outdoor Duty Type |  |  |  |  | Nos
102001006 | 102001006002 | Centrifugal pump 1500 RPM | MECHANICAL | No | Yes |  |  |  | Condenser Water Flow rate : 4200 US gpm. Head : 90 ft Condenser Water Pumps | CI body, bronze impeller with stainless steel shaft | flexible coupled protected by OSHA compliant coupling guard | TEFC squirrel cage induction motor having efficiency class IE3 (as per IS 12615) with class 'F' insulation |  |  | Nos
102001 | 102001007 | SEWAGE CUTTER PUMP | MECHANICAL | Yes | No | [9 empty] | Nos
102001007 | 102001007001 | Submersible Pump Set of 2 pumps (1 Working + 1 Standby) Capacity - 5m3 /hr Head - 35M. | MECHANICAL | No | Yes |  |  |  | handling capacity of 13 mm, of adequate HP | required discharge at suitable head to work on 3Ph 50Hz, 400/440V |  |  |  |  | Nos
102001007 | 102001007002 | Submersible Pump Set of 2 pumps (1 Working + 1 Standby) Capacity - 4.4m3 /hr Head - 34 M. | MECHANICAL | No | Yes |  |  |  | handling capacity of 13 mm, of adequate HP | required discharge at suitable head to work on 3Ph 50Hz, 400/440V |  |  |  |  | Nos
102001007 | 102001007003 | Submersible Pump Set of 2 pumps (1 Working + 1 Standby) Capacity - 4.5m3 /hr Head - 23 M. | MECHANICAL | No | Yes |  |  |  | handling capacity of 13 mm, of adequate HP | required discharge at suitable head to work on 3Ph 50Hz, 400/440V |  |  |  |  | Nos
102001007 | 102001007004 | Submersible Pump Set of 3 pumps (2Working + 1 Standby) Capacity - 7 m3 /hr Head - 21 M. | MECHANICAL | No | Yes |  |  |  | handling capacity of 13 mm, of adequate HP | required discharge at suitable head to work on 3Ph 50Hz, 400/440V |  |  |  |  | Nos
102001007 | 102001007005 | Submersible Pump Set of 3 pumps (2Working + 1 Standby) Capacity - 7 m3 /hr Head - 21 M. | MECHANICAL | No | Yes |  |  |  | handling capacity of 13 mm, of adequate HP | required discharge at suitable head to work on 3Ph 50Hz, 400/440V |  |  |  |  | Nos
102001 | 102001008 | SUBMERSIBLE BORE WELL | MECHANICAL | Yes | No | [9 empty] | Nos
102001008 | 102001008001 | BORE WELL SUBMERSIBLE PUMP | MECHANICAL | No | Yes |  |  |  | 10 CMH, 450 m Head for 450 meter depth bore well, | [5 empty] | Nos
102001 | 102001009 | AIR COMPRESSOR | MECHANICAL | Yes | No | [9 empty] | Nos
102001009 | 102001009001 | Air Compressor 500 CFM Capacity 2433 x 1250 x 2032 (L x B x H) | MECHANICAL | No | Yes |  |  |  | 2000 Kg | [5 empty] | Nos
102001009 | 102001009002 | Air receiver (3 Nos) of 3-4 m height | MECHANICAL | No | Yes |  |  |  | Refrigerent air dryers ( total 3 Nos.) & pre filters & fine filters (total 12 Nos.) of size 1468 x 1198 x 925 (L x B x H) & 245 kgs | approx. 1.5m dia & 1500 kg weight. |  |  |  |  | Nos
102 | 102002 | VALUE | MECHANICAL | Yes | No | [9 empty] | Nos
102002 | 102002001 | AIR RELEASE VALVE | MECHANICAL | Yes | No | [9 empty] | Nos
102002001 | 102002001001 | Air Release Valve 25mm DIA | MECHANICAL | No | Yes |  |  |  | Single ball type gun metal air release valve (screwed ends) | with forged brass ball valve ss | (PN 25 rating), |  |  |  | Nos
102002001 | 102002001002 | Air release valve | MECHANICAL | No | Yes | Giacomini / Rapidrop / Sant |  |  | Body CI | Float SS |  |  |  |  | Nos
102002001 | 102002001003 | Air release valve 450 mm dia. 1.5 meter long made from M.S | MECHANICAL | No | Yes |  |  |  | 25mm-dia spring-loaded air release valve | [5 empty] | Nos
102002001 | 102002001004 | AIR RELEASE VALVE 25 MM | MECHANICAL | No | Yes | Gaicomini / Anergy |  |  | Body CI | Internal Parts & Float SS |  |  |  |  | Nos
102002001 | 102002001005 | AIR RELEASE VALVE 1/2” NPT male | MECHANICAL | No | Yes |  |  |  | Brass Body & cover EPDM seals | Max working pressure: 150 psi (10 bar) | Max venting pressure: 60 psi (4 bar) | Max working temperature: (120°C) |  |  | Nos
102002001 | 102002001006 | Air Release Valve 20mm DIA | MECHANICAL | No | Yes |  |  |  | automatic | [5 empty] | Nos
102002 | 102002002 | BALL VALVE | MECHANICAL | Yes | No | [9 empty] | Nos
102002002 | 102002002001 | Ball Valve 50NB | MECHANICAL | No | Yes |  |  |  | Forged brass screwed ends | full bore ball valves (PN 25) complete | fittings of screwed end type |  |  |  | Nos
102002002 | 102002002002 | Ball Valve 50NB | MECHANICAL | No | Yes | L&T / BDK / Intervalve |  |  | Forged or Cast Carbon Steel | Ball SS410, Seat SS410 | 3 Piece Design, Threaded End |  |  |  | Nos
102002002 | 102002002003 | Ball Valve 25 MM | MECHANICAL | No | Yes | L&T / BDK / Intervalve |  |  | Forged or Cast Carbon Steel | Ball SS410 Seat SS410 | Threaded End |  |  |  | Nos
102002002 | 102002002004 | Ball Valve 15 MM | MECHANICAL | No | Yes | L&T / BDK / Intervalve |  |  | Forged or Cast Carbon Steel | Ball SS410 Seat SS410 | Threaded End |  |  |  | Nos
102002002 | 102002002005 | Ball Valve 65 NB | MECHANICAL | No | Yes | L&T / BDK / Intervalve |  |  | 3 Piece Design | Body - Forged or Cast Carbon Steel | Ball SS410 | Seat SS410 | Threaded End |  | Nos
102002002 | 102002002006 | Ball Valve 50 NB | MECHANICAL | No | Yes | L&T / BDK / Intervalve |  |  | 3 Piece Design | Body - Forged or Cast Carbon Steel | Ball SS410 | Seat SS410 | Threaded End |  | Nos
102002002 | 102002002007 | Ball Valve 25 NB | MECHANICAL | No | Yes | L&T / BDK / Intervalve |  |  | 3 Piece Design | Body - Forged or Cast Carbon Steel | Ball SS410 | Seat SS410 | Threaded End |  | Nos
102002002 | 102002002008 | Ball Valve 25 MM | MECHANICAL | No | Yes |  |  |  | Orifice and Isolation Gun Metal Ball valves | ASTM A 105,TRIM | screwed ends lever |  |  |  | Nos
102002002 | 102002002009 | Ball Valve 150 MM | MECHANICAL | No | Yes | Legris Transair |  |  | forged brass body and brass finish ball with Teflon seats | threaded connection and compressed air service | PN 16 rated |  |  |  | Nos
102002002 | 102002002010 | Ball Valve 100 MM | MECHANICAL | No | Yes | Legris Transair |  |  | forged brass body and brass finish ball with Teflon seats | threaded connection and compressed air service | PN 16 rated |  |  |  | Nos
102002002 | 102002002011 | Ball Valve 80 MM | MECHANICAL | No | Yes | Legris Transair |  |  | forged brass body and brass finish ball with Teflon seats | threaded connection and compressed air service | PN 16 rated |  |  |  | Nos
102002002 | 102002002012 | Ball Valve 65 MM | MECHANICAL | No | Yes | Legris Transair |  |  | forged brass body and brass finish ball with Teflon seats | threaded connection and compressed air service | PN 16 rated |  |  |  | Nos
102002002 | 102002002013 | Ball Valve 50 MM | MECHANICAL | No | Yes | Legris Transair |  |  | forged brass body and brass finish ball with Teflon seats | threaded connection and compressed air service | PN 16 rated |  |  |  | Nos
102002002 | 102002002014 | PUSH FIT BALL VALVE 40 NB | MECHANICAL | No | Yes | Legris Transair |  |  | forged brass body and brass finish ball with Teflon seats | threaded connection and compressed air service | PN 16 rated |  |  |  | Nos
102002002 | 102002002015 | PUSH FIT BALL VALVE 25 NB | MECHANICAL | No | Yes | Legris Transair |  |  | forged brass body and brass finish ball with Teflon seats | threaded connection and compressed air service | PN 16 rated |  |  |  | Nos
102002002 | 102002002016 | PUSH FIT BALL VALVE 15NB | MECHANICAL | No | Yes | Legris Transair |  |  | forged brass body and brass finish ball with Teflon seats | threaded connection and compressed air service | PN 16 rated |  |  |  | Nos
102002002 | 102002002017 | Ball Valve 32 MM | MECHANICAL | No | Yes | Audco/ Racer / Shenco / Utam |  |  | Screwed end | Full Bore Three Piece Design. | ASTM A216 GR. WCB or ASTM A105 | CS BODY S.S. working parts |  |  | Nos
102002002 | 102002002018 | Ball Valve 15 MM | MECHANICAL | No | Yes | Audco/ Racer / Shenco / Utam |  |  | Screwed end | Full Bore Three Piece Design. | ASTM A216 GR. WCB or ASTM A105 | CS BODY S.S. working parts |  |  | Nos
102002002 | 102002002019 | BALL VALVE Cast Steel 80MM | MECHANICAL | No | Yes | Kitz / Microfinish / Racer / Shenco / Utam |  |  | Flanged end | SS working parts | STM A216 Gr. WCB or ASTM A105 |  |  |  | Nos
102002002 | 102002002020 | BALL VALVE Cast Steel 40MM | MECHANICAL | No | Yes | Kitz / Microfinish / Racer / Shenco / Utam |  |  | Flanged end | SS working parts | STM A216 Gr. WCB or ASTM A105 |  |  |  | Nos
102002002 | 102002002021 | BALL VALVE Cast Steel 32MM | MECHANICAL | No | Yes | Kitz / Microfinish / Racer / Shenco / Utam |  |  | Screwed end | SS working parts | STM A216 Gr. WCB or ASTM A105 |  |  |  | Nos
102002002 | 102002002022 | BALL VALVE Cast Steel 25MM | MECHANICAL | No | Yes | Kitz / Microfinish / Racer / Shenco / Utam |  |  | Screwed end | SS working parts | STM A216 Gr. WCB or ASTM A105 |  |  |  | Nos
102002002 | 102002002023 | BALL VALVE Cast Steel 15MM | MECHANICAL | No | Yes | Kitz / Microfinish / Racer / Shenco / Utam |  |  | Screwed end | SS working parts | STM A216 Gr. WCB or ASTM A105 |  |  |  | Nos
102002002 | 102002002024 | Ball Valve 40 MM | MECHANICAL | No | Yes |  |  |  | Forged brass | screwed end type | (minimum PN 16) |  |  |  | Nos
102002002 | 102002002025 | Ball Valve 32 MM | MECHANICAL | No | Yes |  |  |  | Forged brass | screwed end type | (minimum PN 16) |  |  |  | Nos
102002002 | 102002002026 | Ball Valve 25 MM | MECHANICAL | No | Yes |  |  |  | Forged brass | screwed end type | (minimum PN 16) |  |  |  | Nos
102002002 | 102002002027 | Ball Valve 20 MM | MECHANICAL | No | Yes |  |  |  | Forged brass | screwed end type | (minimum PN 16) |  |  |  | Nos
102002002 | 102002002028 | Ball Valve 15 MM | MECHANICAL | No | Yes |  |  |  | Forged brass | screwed end type | (minimum PN 16) |  |  |  | Nos
102002002 | 102002002029 | Ball Valve 50 MM | MECHANICAL | No | Yes |  |  |  | Brass body | nickel plated with stainless steel ball, | lever operated |  |  |  | Nos
102002002 | 102002002030 | Ball Valve 40 MM | MECHANICAL | No | Yes |  |  |  | Brass body | nickel plated with stainless steel ball, | lever operated |  |  |  | Nos
102002002 | 102002002031 | Ball Valve 32 MM | MECHANICAL | No | Yes |  |  |  | Brass body | nickel plated with stainless steel ball, | lever operated |  |  |  | Nos
102002002 | 102002002032 | Ball Valve 25 MM | MECHANICAL | No | Yes |  |  |  | Brass body | nickel plated with stainless steel ball, | lever operated |  |  |  | Nos
102002002 | 102002002033 | Ball Valve 20 MM | MECHANICAL | No | Yes |  |  |  | Brass body | nickel plated with stainless steel ball, | lever operated |  |  |  | Nos
102002002 | 102002002034 | Ball Valve 40 MM | MECHANICAL | No | Yes |  |  |  | UPVC BODY | [5 empty] | Nos
102002002 | 102002002035 | Ball Valve 32 MM | MECHANICAL | No | Yes |  |  |  | UPVC BODY | [5 empty] | Nos
102002002 | 102002002036 | Ball Valve 25 MM | MECHANICAL | No | Yes |  |  |  | UPVC BODY | [5 empty] | Nos
102002002 | 102002002037 | Ball Valve 20 MM | MECHANICAL | No | Yes |  |  |  | UPVC BODY | [5 empty] | Nos
102002002 | 102002002038 | Ball Valve 50 MM | MECHANICAL | No | Yes |  |  |  | Screwed end | Threaded end | with locking Lever | 800 class rating |  |  | Nos
102002002 | 102002002039 | Ball Valve 25 MM | MECHANICAL | No | Yes |  |  |  | Forged Brass | Threaded end | with locking Lever | 800 class rating |  |  | Nos
102002002 | 102002002040 | Ball Valve 15 MM | MECHANICAL | No | Yes |  |  |  | Forged Brass | Threaded end | with locking Lever | 800 class rating |  |  | Nos
102002 | 102002003 | BUTTERFLY VALVE | MECHANICAL | Yes | No | [9 empty] | Nos
102002003 | 102002003001 | Butterfly valves 200mm nominal dia | MECHANICAL | No | Yes |  |  |  | SG iron as per EN593/BS 5155 class 150 | nylon coated CI disc, nitril rubber seating, | Wafer type (standard lever operated type for 150 mm dia. and below and gear operated type for 200 mm and above dia.) | GI fasteners and matching flanges | LOCKABLE STEEL STRAPPING ARRANGEMENT |  | Nos
102002003 | 102002003002 | Butterfly valves 150mm | MECHANICAL | No | Yes |  |  |  | SG iron as per EN593/BS 5155 class 150 | nylon coated CI disc, nitril rubber seating, | Wafer type (standard lever operated type for 150 mm dia. and below and gear operated type for 200 mm and above dia.) | GI fasteners and matching flanges | LOCKABLE STEEL STRAPPING ARRANGEMENT |  | Nos
102002003 | 102002003003 | Butterfly valves 200 MM | MECHANICAL | No | Yes | L&T / SANT / AUDCO |  |  | Grey Iron (Cast Iron) | flow control lever with NITRILE body lining sponge Iron Disc stem | ASA #150 ratin | AISI 408 |  |  | Nos
102002003 | 102002003004 | Butterfly valves 150 MM | MECHANICAL | No | Yes | L&T / SANT / AUDCO |  |  | Grey Iron (Cast Iron) | flow control lever with NITRILE body lining sponge Iron Disc stem | ASA #150 ratin | AISI 408 |  |  | Nos
102002003 | 102002003005 | Butterfly valves 100 MM | MECHANICAL | No | Yes | L&T / SANT / AUDCO |  |  | Grey Iron (Cast Iron) | flow control lever with NITRILE body lining sponge Iron Disc stem | ASA #150 ratin | AISI 408 |  |  | Nos
102002003 | 102002003006 | Butterfly valves 200 MM | MECHANICAL | No | Yes | L&T / SANT / AUDCO |  |  | Grey Iron (Cast Iron) | NITRILE body lining sponge Iron Disc stem | ,ASA #150 rating (Mating Flanges, Gaskets and One Extra Pair of flange | (AISI 410) |  |  | Nos
102002003 | 102002003007 | Butterfly valves 150 MM | MECHANICAL | No | Yes | L&T / SANT / AUDCO |  |  | Grey Iron (Cast Iron) | NITRILE body lining sponge Iron Disc stem | ,ASA #150 rating (Mating Flanges, Gaskets and One Extra Pair of flange | (AISI 410) |  |  | Nos
102002003 | 102002003008 | Butterfly valves 100 MM | MECHANICAL | No | Yes | L&T / SANT / AUDCO / Kitz / Microfinish / Racer |  |  | Grey Iron (Cast Iron) | NITRILE body lining sponge Iron Disc stem | ,ASA #150 rating (Mating Flanges, Gaskets and One Extra Pair of flange | (AISI 410) |  |  | Nos
102002003 | 102002003009 | Butterfly valves 80 MM | MECHANICAL | No | Yes | Audco / Microfinish / Racer / |  |  | Grey Iron (Cast Iron) | NITRILE body lining sponge Iron Disc stem | ,ASA #150 rating (Mating Flanges, Gaskets and One Extra Pair of flange | (AISI 410) |  |  | Nos
102002003 | 102002003010 | Butterfly valves 40 MM | MECHANICAL | No | Yes | Audco / Microfinish / Racer / |  |  | Grey Iron (Cast Iron) | NITRILE body lining sponge Iron Disc stem | ,ASA #150 rating (Mating Flanges, Gaskets and One Extra Pair of flange | (AISI 410) |  |  | Nos
102002003 | 102002003011 | Butterfly valves 150 MM | MECHANICAL | No | Yes |  |  |  | Cast iron wafer end type | standard lever operated type for 150 mm dia. and below | as per BS 5155/ IS 13095having nylon coated CI disc | (PN 16) |  |  | Nos
102002003 | 102002003012 | Butterfly valves 100 MM | MECHANICAL | No | Yes |  |  |  | Cast iron wafer end type | standard lever operated type for 150 mm dia. and below | as per BS 5155/ IS 13095having nylon coated CI disc | (PN 16) |  |  | Nos
102002003 | 102002003013 | Butterfly valves 80 MM | MECHANICAL | No | Yes |  |  |  | Cast iron wafer end type | standard lever operated type for 150 mm dia. and below | as per BS 5155/ IS 13095having nylon coated CI disc | (PN 16) |  |  | Nos
102002003 | 102002003014 | Butterfly valves 65 MM | MECHANICAL | No | Yes |  |  |  | Cast iron wafer end type | standard lever operated type for 150 mm dia. and below | as per BS 5155/ IS 13095having nylon coated CI disc | (PN 16) |  |  | Nos
102002003 | 102002003015 | Butterfly valves 50 MM | MECHANICAL | No | Yes |  |  |  | Cast iron wafer end type | standard lever operated type for 150 mm dia. and below | as per BS 5155/ IS 13095having nylon coated CI disc | (PN 16) |  |  | Nos
102002003 | 102002003016 | Butterfly valves 250 MM | MECHANICAL | No | Yes |  |  |  | cast iron | Ductile iron ASTM A 536 Gr 65-45-12 Disc | EPDM / Buna -M, SS316 body seat | PN 16 class rating IS 210 Grfg 260body |  |  | Nos
102002003 | 102002003017 | Butterfly valves 450 MM | MECHANICAL | No | Yes |  |  |  | cast iron | Ductile iron ASTM A 536 Gr 65-45-12 Disc | EPDM / Buna -M, SS316 body seat | PN 16 class rating IS 210 Grfg 260body |  |  | Nos
102002003 | 102002003018 | Butterfly valves 600 MM | MECHANICAL | No | Yes |  |  |  | cast iron | Ductile iron ASTM A 536 Gr 65-45-12 Disc | EPDM / Buna -M, SS316 body seat | PN 16 class rating IS 210 Grfg 260body |  |  | Nos
102002003 | 102002003019 | Motorised Butterfly valves 450 MM | MECHANICAL | No | Yes |  |  |  | cast iron | Motorized Actuator (On / OFF) | Ductile iron ASTM A 536 Gr 65-45-12 Disc | EPDM / Buna -M, SS316 body seat | PN 16 class rating IS 210 Grfg 260body |  | Nos
102002003 | 102002003020 | Motorised Butterfly valves 600 MM | MECHANICAL | No | Yes |  |  |  | cast iron | Motorized Actuator (On / OFF) | Ductile iron ASTM A 536 Gr 65-45-12 Disc | EPDM / Buna -M, SS316 body seat | PN 16 class rating IS 210 Grfg 260body |  | Nos
102002003 | 102002003021 | Motorised Butterfly valves 300 MM | MECHANICAL | No | Yes |  |  |  | cast iron | Motorized Actuator (On / OFF) | Ductile iron ASTM A 536 Gr 65-45-12 Disc | EPDM / Buna -MSS316 body seat / SS 316 | PN 16 class rating IS 210 Grfg 260body |  | Nos
102002003 | 102002003022 | Butterfly valves 200 MM | MECHANICAL | No | Yes |  |  |  | cast iron | IS 210 Grfg 260body, Ductile iron ASTM A 536 Gr 65-45-12 Disc | SS316 body seal EPDM / Buna -M | PN 16 class rating |  |  | Nos
102002003 | 102002003023 | Butterfly valves 300 MM | MECHANICAL | No | Yes |  |  |  | cast iron | IS 210 Grfg 260body, Ductile iron ASTM A 536 Gr 65-45-12 Disc | SS316 body seal EPDM / Buna -M | PN 16 class rating |  |  | Nos
102002003 | 102002003024 | Butterfly valves 200 NB | MECHANICAL | No | Yes |  |  |  | Ductile Iron position indicator 16 kg/sq.cm | Gear Operated | as per specifications 16 kg/sq.cm | as per ASA 150lbs flanges |  |  | Nos
102002003 | 102002003025 | Butterfly valves 150 NB | MECHANICAL | No | Yes |  |  |  | Ductile Iron position indicator 16 kg/sq.cm | position indicator 16 kg/sq.cm | throttling lever and tamper switch | as per ASA 150lbs |  |  | Nos
102002003 | 102002003026 | Butterfly valves 80 NB | MECHANICAL | No | Yes |  |  |  | Ductile Iron position indicator 16 kg/sq.cm | throttling lever and tamper switch | as per ASA 150lbs |  |  |  | Nos
102002003 | 102002003027 | Butterfly valves 100 NB | MECHANICAL | No | Yes |  |  |  | Ductile Iron position indicator 16 kg/sq.cm | [5 empty] | Nos
102002003 | 102002003028 | Butterfly valves 50 NB | MECHANICAL | No | Yes |  |  |  | Ductile Iron position indicator 16 kg/sq.cm | [5 empty] | Nos
102002003 | 102002003029 | Butterfly valves 6" | MECHANICAL | No | Yes |  |  |  | Ductile Iron | 300PSI rated | Gear operated Handwheel and built-in Limit switch for Indicating position |  |  |  | Nos
102002003 | 102002003030 | Butterfly valves 250 mm dia | MECHANICAL | No | Yes |  |  |  | Below 300 mm dia lever operated | CAST IRON | wafer end type Valves should have locking strip arrangement | BS:5155 | PN10 |  | Nos
102002003 | 102002003031 | Butterfly valves 100 mm dia | MECHANICAL | No | Yes |  |  |  | Below 300 mm dia lever operated | CAST IRON | wafer end type Valves should have locking strip arrangement | BS:5155 | PN10 |  | Nos
102002003 | 102002003032 | Butterfly valves 80 mm dia | MECHANICAL | No | Yes |  |  |  | Below 300 mm dia lever operated | CAST IRON | wafer end type Valves should have locking strip arrangement | BS:5155 | PN10 |  | Nos
102002003 | 102002003033 | Butterfly valves 65 mm dia | MECHANICAL | No | Yes |  |  |  | Below 300 mm dia lever operated | CAST IRON | wafer end type Valves should have locking strip arrangement | BS:5155 | PN10 |  | Nos
102002003 | 102002003034 | Butterfly valves 50 mm dia | MECHANICAL | No | Yes |  |  |  | Below 300 mm dia lever operated | CAST IRON | wafer end type Valves should have locking strip arrangement | BS:5155 | PN10 |  | Nos
102002 | 102002004 | CHECK VALVE | MECHANICAL | Yes | No | [9 empty] | Nos
102002004 | 102002004001 | check valve 300 mm nominal dia | MECHANICAL | No | Yes |  |  |  | Dual plate (Wafer type)of Class150 (API 594) | having cast steel body (ASTM, A-216 Grade WCB), | spring of SS 316, nitrile rubber seat with matching flanges | G.I fasteners, gaskets |  |  | Nos
102002004 | 102002004002 | check valve 250 mm nominal dia | MECHANICAL | No | Yes |  |  |  | Dual plate (Wafer type)of Class150 (API 594) | having cast steel body (ASTM, A-216 Grade WCB), | spring of SS 316, nitrile rubber seat with matching flanges | G.I fasteners, gaskets |  |  | Nos
102002004 | 102002004003 | check valve 50 mm nominal dia | MECHANICAL | No | Yes |  |  |  | Dual plate (Wafer type)of Class150 (API 594) | having cast steel body (ASTM, A-216 Grade WCB), | spring of SS 316, nitrile rubber seat with matching flanges | G.I fasteners, gaskets |  |  | Nos
102002004 | 102002004004 | check valve 100 mm nominal dia | MECHANICAL | No | Yes | HD Fire / Tyco / Viking / Rapidrop |  |  | Max Service Pressure 175 PSI | Mounting -Vertical / Horizontal , Flange Connection ANSI B 16.0 | Factory Hydro Test Pressure 355 PSI rating , As Per NFPA 13 & NFPA 24 | MOC - Housing-Cast Iron, Seat - Bronze , Clapper - Bronze , | Hand Hole Cover - Cast Iron |  | Nos
102002004 | 102002004005 | check valve 200 mm nominal dia | MECHANICAL | No | Yes | HD Fire / Tyco / Viking / Rapidrop |  |  | Max Service Pressure 175 PSI | Mounting -Vertical / Horizontal , Flange Connection ANSI B 16.1 | Factory Hydro Test Pressure 355 PSI rating , As Per NFPA 13 & NFPA 25 | MOC - Housing-Cast Iron, Seat - Bronze , Clapper - Bronze , | Hand Hole Cover - Cast Iron |  | Nos
102002004 | 102002004006 | check valve cast iron 80 mm | MECHANICAL | No | Yes | Advance / Equivalent |  |  | Flanged End | Disc : SS 410 / CA 15 | Seat : SS 410 | as per BS 1868 Class 150# |  |  | Nos
102002004 | 102002004007 | check valve cast iron 50 mm | MECHANICAL | No | Yes | Advance / Equivalent |  |  | Flanged End | Disc : SS 410 / CA 15 | Seat : SS 410 | as per BS 1868 Class 150# |  |  | Nos
102002004 | 102002004008 | check valve cast iron 40 mm | MECHANICAL | No | Yes | Advance / Equivalent |  |  | Flanged End | Disc : SS 410 / CA 15 | Seat : SS 410 | as per BS 1868 Class 150# |  |  | Nos
102002004 | 102002004009 | check valve 50 mm | MECHANICAL | No | Yes |  |  |  | Brass Swing | [5 empty] | Nos
102002 | 102002005 | CONTROL VALVE | MECHANICAL | Yes | No | [9 empty] | Nos
102002005 | 102002005001 | Control Valve 150mm dia. | MECHANICAL | No | Yes |  |  |  | Hydraulically operated | water motor gong bell and constant pressure trim | consisting of pressure gauges, drain valves, ball valves, check valves etc | UL listed / FM approved. | Upstream valve. |  | Nos
102002005 | 102002005002 | Control Valve 100mm dia | MECHANICAL | No | Yes |  |  |  | Hydraulically operated | water motor gong bell and constant pressure trim | consisting of pressure gauges, drain valves, ball valves, check valves etc | UL listed / FM approved. | Upstream valve. |  | Nos
102002005 | 102002005003 | Control Valve 80 mm dia | MECHANICAL | No | Yes |  |  |  | Hydraulically operated | water motor gong bell and constant pressure trim | consisting of pressure gauges, drain valves, ball valves, check valves etc | UL listed / FM approved. | Upstream valve. |  | Nos
102002005 | 102002005004 | Remote Operated Valve 100 mm | MECHANICAL | No | Yes | Valves - Audco / Intervalve Actuator - Rotex / El-O-Metic / Georgefisher |  |  | Manual Over ride | size ASA 150# Compressed Air Inlet | Pneumatic Actuator, Valve, Air Filter Assembly, Solenoid Assembly |  |  |  | Nos
102002005 | 102002005005 | Control Valve 50 mm dia | MECHANICAL | No | Yes |  |  |  | Halar Coated | (grooved) with brass trim |  |  |  |  | Nos
102002005 | 102002005006 | Control Valve 32 mm dia | MECHANICAL | No | Yes |  |  |  | Forged brass body Automatic PIBCV | Threaded end | EPDM O ring | PN16 IP55 rating |  |  | Nos
102002005 | 102002005007 | Control Valve 50 mm dia | MECHANICAL | No | Yes |  |  |  | Ductile iron body Automatic PIBCV | Flanged end | GI fastner, EPDM O ring | PN16 IP55 rating | ASTM A536 |  | Nos
102002005 | 102002005008 | Control Valve 65 mm dia | MECHANICAL | No | Yes |  |  |  | Ductile iron body Automatic PIBCV | Flanged end | GI fastner, EPDM O ring | PN16 IP55 rating | ASTM A536 |  | Nos
102002005 | 102002005009 | Control Valve 80 mm dia | MECHANICAL | No | Yes |  |  |  | Ductile iron body Automatic PIBCV | Flanged end | GI fastner, EPDM O ring | PN16 IP55 rating | ASTM A536 |  | Nos
102002 | 102002006 | DELUGE VALVE | MECHANICAL | Yes | No | [9 empty] | Nos
102002006 | 102002006001 | Deluge Valve 80NB | MECHANICAL | No | Yes |  |  |  | GI pipe/ SS 304 tube piping, funnel and other accessories | Hydraulically actuated & electrical trim DuctiIe Iron (as per ASTM A 536 construction) | (UL listed) | water gong with alarm shut off valve, ball valve,isolation valve,drain valve,strainer, solenoid valve, emergency release staion, test connections |  |  | Nos
102002006 | 102002006002 | Deluge Valve 150 NB | MECHANICAL | No | Yes |  |  |  | GI pipe/ SS 304 tube piping, funnel and other accessories | Hydraulically actuated & electrical trim DuctiIe Iron (as per ASTM A 536 construction) | (UL listed) | water gong with alarm shut off valve, ball valve,isolation valve,drain valve,strainer, solenoid valve, emergency release staion, test connections |  |  | Nos
102002006 | 102002006003 | Deluge Valve 100 NB | MECHANICAL | No | Yes |  |  |  | GI pipe/ SS 304 tube piping, funnel and other accessories | Hydraulically actuated & electrical trim DuctiIe Iron (as per ASTM A 536 construction) | (UL listed) | water gong with alarm shut off valve, ball valve,isolation valve,drain valve,strainer, solenoid valve, emergency release staion, test connections |  |  | Nos
102002006 | 102002006004 | Deluge Valve 150 NB | MECHANICAL | No | Yes |  |  |  | vertical inlet horizontal outlet | Pr rating 16 bar | Flange connections as per ANSI B 16.1 |  |  |  | Nos
102002006 | 102002006005 | Deluge Valve 100 NB | MECHANICAL | No | Yes |  |  |  | vertical inlet horizontal outlet | Pr rating 16 bar | Flange connections as per ANSI B 16.1 |  |  |  | Nos
102002006 | 102002006006 | Deluge Valve 80NB | MECHANICAL | No | Yes |  |  |  | vertical inlet horizontal outlet | Pr rating 16 bar | Flange connections as per ANSI B 16.1 |  |  |  | Nos
102002006 | 102002006007 | DELUGE VALVE | MECHANICAL | No | Yes |  |  |  | 1/2" UL listed Pressure switch for electric trim | vertical inlet horizontal outlet | Pr rating 16 bar | Flange connections as per ANSI B 16.1 |  |  | Nos
102002006 | 102002006008 | DELUGE VALVE | MECHANICAL | No | Yes |  |  |  | 1/2" - 2 way solenoid valve with 24V DC/110/240 VAC for remote actuation | vertical inlet horizontal outlet | Pr rating 16 bar | Flange connections as per ANSI B 16.1 |  |  | Nos
102002006 | 102002006009 | Deluge Valve 150 NB | MECHANICAL | No | Yes |  |  |  | Cast Iron | Pr rating 16 bar |  | as per ANSI B 16.1 |  |  | Nos
102002006 | 102002006010 | Deluge Valve 100 NB | MECHANICAL | No | Yes |  |  |  | Cast Iron | Pr rating 16 bar |  | as per ANSI B 16.1 |  |  | Nos
102002006 | 102002006011 | Deluge Valve 80NB | MECHANICAL | No | Yes |  |  |  | Cast Iron | Pr rating 16 bar |  | as per ANSI B 16.1 |  |  | Nos
102002006 | 102002006012 | DELUGE VALVE | MECHANICAL | No | Yes |  |  |  | 1/2" UL listed Pressure switch for electric trim | CI, Pr rating 16 bar |  | as per ANSI B 16.4 |  |  | Nos
102002006 | 102002006013 | DELUGE VALVE | MECHANICAL | No | Yes |  |  |  | 1/2" - 2 way solenoid valve with 24V DC/110/240 VAC for remote actuation | CI, Pr rating 16 bar |  | as per ANSI B 16.5 |  |  | Nos
102002 | 102002007 | GATE VALVE | MECHANICAL | Yes | No | [9 empty] | Nos
102002007 | 102002007001 | Gate valve 300mm nominal dia | MECHANICAL | No | Yes |  |  |  | Cast steel (OS &Y) type gate valve (Class 150) as per API 600 standard | complete with matching flanges, gaskets, galvanised fasteners | fitted with lockable steel strapping arrangement. |  |  |  | Nos
102002007 | 102002007002 | Gate valve 250mm nominal dia | MECHANICAL | No | Yes |  |  |  | Cast steel (OS &Y) type gate valve (Class 150) as per API 600 standard | complete with matching flanges, gaskets, galvanised fasteners | fitted with lockable steel strapping arrangement. |  |  |  | Nos
102002007 | 102002007003 | Gate valve 200mm nominal dia | MECHANICAL | No | Yes |  |  |  | Cast steel (OS &Y) type gate valve (Class 150) as per API 600 standard | complete with matching flanges, gaskets, galvanised fasteners | fitted with lockable steel strapping arrangement. |  |  |  | Nos
102002007 | 102002007004 | Gate valve 80 mm nominal dia | MECHANICAL | No | Yes |  |  |  | Cast steel (OS &Y) type gate valve (Class 150) as per API 600 standard | complete with matching flanges, gaskets, galvanised fasteners | fitted with lockable steel strapping arrangement. |  |  |  | Nos
102002007 | 102002007005 | Gate valve 50 mm nominal dia | MECHANICAL | No | Yes |  |  |  | Cast steel (OS &Y) type gate valve (Class 150) as per API 600 standard | complete with matching flanges, gaskets, galvanised fasteners | fitted with lockable steel strapping arrangement. |  |  |  | Nos
102002007 | 102002007006 | Gate valve 100mm nominal dia | MECHANICAL | No | Yes |  |  |  | Cast steel (OS &Y) type gate valve (Class 150) as per API 600 standard | complete with matching flanges, gaskets, galvanised fasteners | fitted with lockable steel strapping arrangement. |  |  |  | Nos
102002007 | 102002007007 | gate valve 150 NB | MECHANICAL | No | Yes |  |  |  | Cast steel (OS &Y) type gate valve (Class 150) as per API 600 standard | complete with matching flanges, gaskets, galvanised fasteners | fitted with lockable steel strapping arrangement. |  |  |  | Nos
102002007 | 102002007008 | GATE VALVE 250 MM | MECHANICAL | No | Yes | HD Fire / Rapidrop / Tyco |  |  | Cast iron | double flanged OS & Y Type Rising Spindle | PN 1.6 Rating |  |  |  | Nos
102002007 | 102002007009 | GATE VALVE 200 MM | MECHANICAL | No | Yes | HD Fire / Rapidrop / Tyco |  |  | Cast iron | double flanged OS & Y Type Rising Spindle | PN 1.6 Rating |  |  |  | Nos
102002007 | 102002007010 | GATE VALVE 150 MM | MECHANICAL | No | Yes | HD Fire / Rapidrop / Tyco |  |  | Cast iron | double flanged OS & Y Type Rising Spindle | PN 1.6 Rating |  |  |  | Nos
102002007 | 102002007011 | GATE VALVE 100 MM | MECHANICAL | No | Yes | HD Fire / Rapidrop / Tyco |  |  | Cast iron | double flanged OS & Y Type Rising Spindle | PN 1.6 Rating |  |  |  | Nos
102002007 | 102002007012 | GATE VALVE 80 MM | MECHANICAL | No | Yes | HD Fire / Rapidrop / Tyco |  |  | Cast iron | double flanged OS & Y Type Rising Spindle | PN 1.6 Rating |  |  |  | Nos
102002007 | 102002007013 | GATE VALVE 150 MM | MECHANICAL | No | Yes |  |  |  | Ductile Iron | Rising spindle (OS & Y) with rising stem | PN 16 |  |  |  | Nos
102002007 | 102002007014 | GATE VALVE | MECHANICAL | No | Yes | [9 empty] | Nos
102002 | 102002008 | HYDRANT VALVE | MECHANICAL | Yes | No | [9 empty] | Nos
102002008 | 102002008001 | Single Hydrant Valve | MECHANICAL | No | Yes |  |  |  | Stainless steel (SS304) | single hydrant (Type A of IS: 5290) with 63 mm instantaneous outlet | SS 304 cap and chain and 80NB flanged inlet with matching flange(RF type 150class), gasket, galvanised fasteners. |  |  |  | Nos
102002008 | 102002008002 | Hydrant Valve 63mm Dia | MECHANICAL | No | Yes |  |  |  | Fire Double headed Hydrant (External) | female type coupling | Oblique type SS | as per IS 5290 |  |  | Nos
102002 | 102002009 | DRAIN VALVE | MECHANICAL | Yes | No | [9 empty] | Nos
102002009 | 102002009001 | Inspectors test drain Valve | MECHANICAL | No | Yes |  |  |  | Sight glass of 25 mm dia.and neccessory fittngs | [5 empty] | Nos
102002009 | 102002009002 | Drain Valve 25 mm | MECHANICAL | No | Yes | BEP / Forbes / SMC / Uniklinger / Concept |  |  | Screwed End | Ball and Float Type Complete with Isolation Valves | (Drain Valve Includes Isolation , By Pass & Drain Valve) |  |  |  | Nos
102002009 | 102002009003 | Drain Valve 50 mm | MECHANICAL | No | Yes | [9 empty] | Nos
102002 | 102002010 | ORIFICE PLATE | MECHANICAL | Yes | No | [9 empty] | Nos
102002010 | 102002010001 | Orifice Plate 80 mm | MECHANICAL | No | Yes |  |  |  | Stainless steel (SS-304) | 6mm Size as per hydraulic calculation |  |  |  |  | Nos
102002010 | 102002010002 | Orifice Plate 150 mm | MECHANICAL | No | Yes |  |  |  | Stainless steel (SS-304) | 6mm Size as per hydraulic calculation |  |  |  |  | Nos
102002010 | 102002010003 | Orifice plate 100 mm | MECHANICAL | No | Yes |  |  |  | Stainless steel (SS-304) | 6mm Size as per hydraulic calculation |  |  |  |  | Nos
102002010 | 102002010004 | Orifice plate 3mm | MECHANICAL | No | Yes |  |  |  | Stainless steel (SS-304) | [5 empty] | Nos
102002 | 102002011 | PRESSURE RELIEF VALVE | MECHANICAL | Yes | No | [9 empty] | Nos
102002011 | 102002011001 | Pressure relief valve-25mm | MECHANICAL | No | Yes |  |  |  | MOC-Brass PN 20 rating | UL/FM approved |  |  |  |  | Nos
102002011 | 102002011002 | Pressure Safety/ Relief Valve 20mm | MECHANICAL | No | Yes |  |  |  | Inlet/Outlet 300# /150# Type | ,Calculation Code API 520 , Body & bonnet ASTM A216 W CB | Material is SS316,Spring material is Cd Plated Carbon Steel (Rust Proof) | Operating Temperature: 180 Deg F | Set Pressure: 0.5 Bar less than pump shut of head Kg/cm2 As per Hydraulic calculation |  | Nos
102002011 | 102002011003 | Pressure relief valve-50 mm | MECHANICAL | No | Yes | Spirax Marshall / Cla-val / Uniklinger |  |  | Range 0 - 12 Kg | [5 empty] | Nos
102002 | 102002012 | RELIEF VALVE | MECHANICAL | Yes | No | [9 empty] | Nos
102002012 | 102002012001 | Relief valve 20mm | MECHANICAL | No | Yes |  |  |  | MOC- Bronze , Spring loaded type, pressure rating not less than 20 bar - FM | :180 Deg F | 400 PSI | 20 to 200 PSI | 0.5 Bar less than pump shut of head Kg/cm2 |  | Nos
102002012 | 102002012002 | Relief valve 15 mm | MECHANICAL | No | Yes |  |  |  | Bronze spring loaded | screwed ends | Test Pressure (Hydrostatic) of Shell : 21.10 kg/cm²g (300 psig), Seat : 10.55 kg/cm²g (150 psig), | Pressure Range : 0 – 10 kg/cm²g (Max.), Maxi Temp : 80°C | IS 554 / BS 21 |  | Nos
102002012 | 102002012003 | Relief valve 50 mm | MECHANICAL | No | Yes |  |  |  | 1/2" soft seated check valve | Restricted orifice 1/25" | 1/2"Strainer | 1/2" Ball valve. | UL / FM |  | Nos
102002 | 102002013 | STRAINER | MECHANICAL | Yes | No | [9 empty] | Nos
102002013 | 102002013001 | Y Strainer 80 mm dia | MECHANICAL | No | Yes |  |  |  | Cast iron | PN 10 rating | SS 304 filter 40 mesh |  |  |  | Nos
102002013 | 102002013002 | Y type strainer 80NB | MECHANICAL | No | Yes | Emerald / Scientific Devices |  |  | Cast iron SS 304 filter 40 mesh | PN 16 rating |  |  |  |  | Nos
102002013 | 102002013003 | Y type strainer 150 NB | MECHANICAL | No | Yes |  |  |  | Cast iron SS 304 filter 40 mesh | PN 16 rating |  |  |  |  | Nos
102002013 | 102002013004 | Y type strainer 100 NB | MECHANICAL | No | Yes |  |  |  | Cast iron SS 304 filter 40 mesh | PN 16 rating |  |  |  |  | Nos
102002013 | 102002013005 | Y Strainer 250mm dia. | MECHANICAL | No | Yes |  |  |  | Cast iron SS 304 filter 40 mesh | PN 10 rating |  |  |  |  | Nos
102002013 | 102002013006 | Strainer Basket type 250 mm | MECHANICAL | No | Yes | Emerald / Scientific Devices |  |  | CI & SS Mesh | [5 empty] | Nos
102002013 | 102002013007 | Strainer Basket type 150 mm | MECHANICAL | No | Yes | Emerald / Scientific Devices |  |  | CI & SS Mesh | [5 empty] | Nos
102002013 | 102002013008 | Y Strainer 50mm dia. | MECHANICAL | No | Yes | KSB/ C & R / Advance |  |  | CI & SS Mesh | PN 1.6 rating |  |  |  |  | Nos
102002013 | 102002013009 | Strainer 450mm dia. | MECHANICAL | No | Yes |  |  |  | Pot type with fabricated steel body | mesh less than 20, 1.6mm thick screen | CI 210 FG 260 body SS304 filter | PN 16.0 rating |  |  | Nos
102002013 | 102002013010 | Y Strainer 300mm dia. | MECHANICAL | No | Yes |  |  |  | Ductile Iron | screen size - 0.5 mm | SS 304 | PN 16 |  |  | Nos
102002013 | 102002013011 | Y Strainer 250mm dia. | MECHANICAL | No | Yes |  |  |  | Ductile Iron | screen size - 0.5 mm | SS 304 | PN 16 |  |  | Nos
102002013 | 102002013012 | Y Strainer 200mm dia. | MECHANICAL | No | Yes |  |  |  | Ductile Iron | screen size - 0.5 mm | SS 304 | PN 16 |  |  | Nos
102002013 | 102002013013 | Y Strainer 65mm dia. | MECHANICAL | No | Yes |  |  |  | Ductile Iron | screen size - 0.5 mm | SS 304 | PN 16 |  |  | Nos
102002013 | 102002013014 | Y Strainer 150 mm dia. | MECHANICAL | No | Yes |  |  |  | Ductile Iron | screen size - 0.5 mm | SS 304 | PN 16 |  |  | Nos
102002013 | 102002013015 | Y Strainer 100 mm dia. | MECHANICAL | No | Yes |  |  |  | Ductile Iron | screen size - 0.5 mm | SS 304 | PN 16 |  |  | Nos
102002013 | 102002013016 | Y Strainer 80 mm dia. | MECHANICAL | No | Yes |  |  |  | Ductile Iron | screen size - 0.5 mm | SS 304 | PN 16 |  |  | Nos
102002013 | 102002013017 | Y TYPE STRAINER 100 mm dia | MECHANICAL | No | Yes |  |  |  | Cast iron | SS 304 filter 40 mesh | PN 10 |  |  |  | Nos
102002013 | 102002013018 | Y TYPE STRAINER 65 mm dia | MECHANICAL | No | Yes |  |  |  | Cast iron | SS 304 filter 40 mesh | PN 10 |  |  |  | Nos
102002013 | 102002013019 | Y TYPE STRAINER 50 mm dia | MECHANICAL | No | Yes |  |  |  | Cast iron | SS 304 filter 40 mesh | PN 10 |  |  |  | Nos
102002013 | 102002013020 | Y TYPE STRAINER 40 mm dia | MECHANICAL | No | Yes |  |  |  | Cast iron | SS 304 filter 40 mesh | PN 10 |  |  |  | Nos
102002 | 102002014 | NON RETURN VALVE | MECHANICAL | Yes | No | [9 empty] | Nos
102002014 | 102002014001 | NON RETURN VALVE 200 MM | MECHANICAL | No | Yes | Advance / Normax |  |  | C.I Dual Plate type | flanged end Rubber seated | PN 1.6 rating |  |  |  | Nos
102002014 | 102002014002 | NON RETURN VALVE 150 MM | MECHANICAL | No | Yes | Advance / Normax |  |  | C.I Dual Plate type | flanged end Rubber seated | PN 1.6 rating |  |  |  | Nos
102002014 | 102002014003 | NON RETURN VALVE 80 MM | MECHANICAL | No | Yes | Advance / Normax |  |  | C.I Dual Plate type | flanged end Rubber seated | PN 1.6 rating |  |  |  | Nos
102002014 | 102002014004 | NON RETURN VALVE 100 MM | MECHANICAL | No | Yes |  |  |  | Brass body disc | CI for more than 50 mm Dia confirming to API 594/BS 5153. | (PN 16) |  |  |  | Nos
102002014 | 102002014005 | NON RETURN VALVE 80 MM | MECHANICAL | No | Yes |  |  |  | Brass body disc | CI for more than 50 mm Dia confirming to API 594/BS 5153. | (PN 16) |  |  |  | Nos
102002014 | 102002014006 | NON RETURN VALVE 65 MM | MECHANICAL | No | Yes |  |  |  | Brass body disc | CI for more than 50 mm Dia confirming to API 594/BS 5153. | (PN 16) |  |  |  | Nos
102002014 | 102002014007 | NON RETURN VALVE 50 MM | MECHANICAL | No | Yes |  |  |  | Brass body disc | conforming to BS 5154/5352 upto 50 mm dia with unions | (PN 16) |  |  |  | Nos
102002014 | 102002014008 | NON RETURN VALVE 40 MM | MECHANICAL | No | Yes |  |  |  | Brass body disc | conforming to BS 5154/5352 upto 50 mm dia with unions | (PN 16) |  |  |  | Nos
102002014 | 102002014009 | NON RETURN VALVE 32 MM | MECHANICAL | No | Yes |  |  |  | Brass body disc | conforming to BS 5154/5352 upto 50 mm dia with unions | (PN 16) |  |  |  | Nos
102002014 | 102002014010 | NON RETURN VALVE 65 MM | MECHANICAL | No | Yes |  |  |  | CI body | cast steel disc | pressure rating 10kg/sq.mm |  |  |  | Nos
102002014 | 102002014011 | NON RETURN VALVE 50 MM | MECHANICAL | No | Yes |  |  |  | CI body | cast steel disc | pressure rating 10kg/sq.mm |  |  |  | Nos
102002014 | 102002014012 | NON RETURN VALVE 40 MM | MECHANICAL | No | Yes |  |  |  | CI body | cast steel disc | pressure rating 10kg/sq.mm |  |  |  | Nos
102002014 | 102002014013 | NON RETURN VALVE 32 MM | MECHANICAL | No | Yes |  |  |  | CI body | cast steel disc | pressure rating 10kg/sq.mm |  |  |  | Nos
102002014 | 102002014014 | NON RETURN VALVE 25 MM | MECHANICAL | No | Yes |  |  |  | CI body | cast steel disc | pressure rating 10kg/sq.mm |  |  |  | Nos
102002014 | 102002014015 | NON RETURN VALVE 450 MM | MECHANICAL | No | Yes |  |  |  | Swing check type | IS 210 Gr FG 260 body | IS 210 Gr FG 260 Disc, 13% Cr SS Discs | 16.0 rating |  |  | Nos
102002014 | 102002014016 | NON RETURN VALVE 250 NB | MECHANICAL | No | Yes |  |  |  | Ductile Iron double flanged swing type | AWWA C 508 | working pressure 16 bar | FM Listed | PN 16 |  | Nos
102002014 | 102002014017 | NON RETURN VALVE 200 NB | MECHANICAL | No | Yes |  |  |  | Ductile Iron double flanged swing type | AWWA C 508 | working pressure 16 bar | FM Listed | PN 16 |  | Nos
102002014 | 102002014018 | NON RETURN VALVE 300 NB | MECHANICAL | No | Yes |  |  |  | Ductile Iron double flanged swing type | AWWA C 508 | working pressure 16 bar | FM Listed | PN 16 |  | Nos
102002014 | 102002014019 | NON RETURN VALVE 65 NB | MECHANICAL | No | Yes |  |  |  | Ductile Iron double flanged swing type | AWWA C 508 | working pressure 16 bar | FM Listed | PN 16 |  | Nos
102002014 | 102002014020 | NON RETURN VALVE | MECHANICAL | No | Yes |  |  |  | 3 Nos of Gunmetal NRV, 4 Nos of PP diaphram valves | [5 empty] | Nos
102002014 | 102002014021 | NON RETURN VALVE 150 NB | MECHANICAL | No | Yes |  |  |  | Ductile Iron double flanged swing type | AWWA C 508 | working pressure 16 bar | FM Listed | PN 16 |  | Nos
102002 | 102002015 | Drawl off connection | MECHANICAL | Yes | No | [9 empty] | Nos
102002015 | 102002015001 | 2 WAY DRAWL OFF CONNECTION | MECHANICAL | No | Yes | Newage/ Winco / Shah Bhogilal |  |  | 100 mm dia size 2 way Drawl off | 63mm instantaneous Coupling with Plug | GUN METAL |  |  |  | Nos
102002 | 102002016 | COMPOUND VALVE | MECHANICAL | Yes | No | [9 empty] | Nos
102002016 | 102002016001 | Compound Valve 50 NB | MECHANICAL | No | Yes | Prince / Supreme |  |  | High Performance Rigid PVC | Pressure 16 Kg./cm2 | Double Union Design |  |  |  | Nos
102002016 | 102002016002 | Compound Valve 25 NB | MECHANICAL | No | Yes | Prince / Supreme |  |  | High Performance Rigid PVC | Pressure 16 Kg./cm3 | Double Union Design |  |  |  | Nos
102002016 | 102002016003 | Compound Valve 15 NB | MECHANICAL | No | Yes | Prince / Supreme |  |  | High Performance Rigid PVC | Pressure 16 Kg./cm3 | Double Union Design |  |  |  | Nos
102002 | 102002017 | PRESSURE REDUCE VALVE | MECHANICAL | Yes | No | [9 empty] | Nos
102002017 | 102002017001 | Pressure Reduce Valve 25 NB | MECHANICAL | No | Yes | Spirax Marshall / Cla-val / Uniklinger |  |  | screwed end | Temprature -85 deg.˚C | Pressure Adjusting Range - 0.2 -1.5 ba | Body:-CF8 / CF8M (Satinless steel) | Seat :- NBR / VITON |  | Nos
102002017 | 102002017002 | Pressure Reduce Valve 15 NB | MECHANICAL | No | Yes | Spirax Marshall / Cla-val / Uniklinger |  |  | screwed end | Temprature -85 deg.˚C | Pressure Adjusting Range - 0.2 -1.5 ba | Body:-CF8 / CF8M (Satinless steel) | Seat :- NBR / VITON |  | Nos
102002017 | 102002017003 | Pressure Reduce Valve 150 NB | MECHANICAL | No | Yes |  |  |  | Double flanged | ductile Iron Body Nylon reinforced diaphram | self actuated and pilot operated Bronze disc | ASTM A 536 | FM Listed pressure 1600Kpa ( 232 psi) |  | Nos
102002017 | 102002017004 | Pressure Reduce Valve 200 NB | MECHANICAL | No | Yes |  |  |  | Double flang3ed | ductile Iron Body Nylon reinforced diaphram | self actuated and pilot operated Bronze disc | ASTM A 536 | FM Listed pressure 1600Kpa ( 232 psi) |  | Nos
102002017 | 102002017005 | Pressure Reduce Valve 200MM X 150 MM | MECHANICAL | No | Yes |  |  |  | Double flanged | ductile Iron Body Nylon reinforced diaphram | self actuated and pilot operated Bronze disc | ASTM A 536 | FM Listed pressure 1600Kpa ( 232 psi) |  | Nos
102002 | 102002018 | SLUICE VALVE | MECHANICAL | Yes | No | [9 empty] | Nos
102002018 | 102002018001 | SLUICE VALVE 150 MM | MECHANICAL | No | Yes |  |  |  | Cast iron | non rising spindle type | (PN 10) | as per IS:14846 |  |  | Nos
102002018 | 102002018002 | SLUICE VALVE 100 MM | MECHANICAL | No | Yes |  |  |  | Cast iron | non rising spindle type | (PN 10) | as per IS:14846 |  |  | Nos
102002 | 102002019 | PRV WITH PRESSURE GAUGE | MECHANICAL | Yes | No | [9 empty] | Nos
102002019 | 102002019001 | PRV WITH PRESSURE GAUGE 100 MM | MECHANICAL | No | Yes |  |  |  | Brass Housing | high quality synthetic material valve insert | SS Fire mesh | NBR diaphragm NBR seat | Max Inlet Pressure P1 - 2.5 to 5bar, and Outlet pressure Range P2 - (1 to 2) bar. |  | Nos
102002019 | 102002019002 | PRV WITH PRESSURE GAUGE 80 MM | MECHANICAL | No | Yes |  |  |  | Brass Housing | high quality synthetic material valve insert | SS Fire mesh | NBR diaphragm NBR seat | Max Inlet Pressure P1 - 2.5 to 5bar, and Outlet pressure Range P2 - (1 to 2) bar. |  | Nos
102002019 | 102002019003 | PRV WITH PRESSURE GAUGE 65 MM | MECHANICAL | No | Yes |  |  |  | Brass Housing | high quality synthetic material valve insert | SS Fire mesh | NBR diaphragm NBR seat | Max Inlet Pressure P1 - 2.5 to 5bar, and Outlet pressure Range P2 - (1 to 2) bar. |  | Nos
102002019 | 102002019004 | PRV WITH PRESSURE GAUGE 50 MM | MECHANICAL | No | Yes |  |  |  | Brass Housing | high quality synthetic material valve insert | SS Fire mesh | NBR diaphragm NBR seat | Max Inlet Pressure P1 - 2.5 to 5bar, and Outlet pressure Range P2 - (1 to 2) bar. |  | Nos
102002019 | 102002019005 | PRV WITH PRESSURE GAUGE 40 MM | MECHANICAL | No | Yes |  |  |  | Brass Housing | high quality synthetic material valve insert | SS Fire mesh | NBR diaphragm NBR seat | Max Inlet Pressure P1 - 2.5 to 5bar, and Outlet pressure Range P2 - (1 to 2) bar. |  | Nos
102002019 | 102002019006 | PRV WITH PRESSURE GAUGE 32 MM | MECHANICAL | No | Yes |  |  |  | Brass Housing | high quality synthetic material valve insert | SS Fire mesh | NBR diaphragm NBR seat | Max Inlet Pressure P1 - 2.5 to 5bar, and Outlet pressure Range P2 - (1 to 2) bar. |  | Nos
102002019 | 102002019007 | PRV WITH PRESSURE GAUGE 25 MM | MECHANICAL | No | Yes |  |  |  | Brass Housing | high quality synthetic material valve insert | SS Fire mesh | NBR diaphragm NBR seat | Max Inlet Pressure P1 - 2.5 to 5bar, and Outlet pressure Range P2 - (1 to 2) bar. |  | Nos
102002 | 102002020 | FLOAT LEVEL SWITCH | MECHANICAL | Yes | No | [9 empty] | Nos
102002020 | 102002020001 | FLOAT LEVEL SWITCH - magnetic type | MECHANICAL | No | Yes |  |  |  | (2 NO & 2 NC) with SS316 MOC | End connection - 2" ANSI 150 # | Electrical connection M20x1.5mm | IP 65 |  |  | Nos
102002 | 102002021 | FLOAT VALVE | MECHANICAL | Yes | No | [9 empty] | Nos
102002021 | 102002021001 | FLOAT VALVE 25MM | MECHANICAL | No | Yes |  |  |  | Gun Metal | HDPE ball float and brass rod | test pressure of not less than 10 Kg/sqcm |  |  |  | Nos
102002021 | 102002021002 | FLOAT VALVE 15 MM | MECHANICAL | No | Yes |  |  |  | Gun Metal | HDPE ball float and brass rod | test pressure of not less than 10 Kg/sqcm |  |  |  | Nos
102002 | 102002022 | BENT NOSE VALVE | MECHANICAL | Yes | No | [9 empty] | Nos
102002022 | 102002022001 | BENT NOSE GARDEN VALVE 1” Female x 1” Male Hose Thread | MECHANICAL | No | Yes |  |  |  | Brass body , CI hand wheel | 125 PSI @ 180 Deg F |  |  |  |  | Nos
102002 | 102002023 | PRESSURE REDUCING STATION | MECHANICAL | Yes | No | [9 empty] | Nos
102002023 | 102002023001 | PRESSURE REDUCING STATION 65 mm dia | MECHANICAL | No | No | [9 empty] | Nos
102002023 | 102002023002 | PRESSURE REDUCING STATION 50 mm dia | MECHANICAL | No | No | [9 empty] | Nos
102002023 | 102002023003 | PRESSURE REDUCING STATION 40 mm dia | MECHANICAL | No | No | [9 empty] | Nos
102002023 | 102002023004 | PRESSURE REDUCING STATION 32 mm dia | MECHANICAL | No | No | [9 empty] | Nos
102002 | 102002024 | AIR VENT | MECHANICAL | Yes | No | [9 empty] | Nos
102002024 | 102002024001 | AIR VENT 3/8" | MECHANICAL | No | Yes |  |  |  | forged brass | Auto Air vent with Purge Ball valve |  |  |  |  | Nos
102002 | 102002025 | ISOLATION VALVE | MECHANICAL | Yes | No | [9 empty] | Nos
102002025 | 102002025001 | ISOLATION VALVE 25 MM | MECHANICAL | No | Yes |  |  |  | CPVC type | [5 empty] | Nos
102002025 | 102002025002 | ISOLATION VALVE 50 MM | MECHANICAL | No | Yes |  |  |  | CPVC type | [5 empty] | Nos
102002025 | 102002025003 | ISOLATION VALVE 80 MM | MECHANICAL | No | Yes |  |  |  | CPVC type | [5 empty] | Nos
102002 | 102002026 | OS & Y Valve | MECHANICAL | Yes | No | [9 empty] | Nos
102002026 | 102002026001 | OS & Y Valve 250 NB | MECHANICAL | No | Yes |  |  |  | Ductile Iron Body, Stainless Steel Stem | EPDM Seating Gasket, Fusion Bonded Epoxy Coated | pressure 1600Kpa ( 232 psi) | rising spindle |  |  | Nos
102002026 | 102002026002 | OS & Y Valve 200 NB | MECHANICAL | No | Yes |  |  |  | Ductile Iron Body, Stainless Steel Stem | EPDM Seating Gasket, Fusion Bonded Epoxy Coated | pressure 1600Kpa ( 232 psi) | rising spindle |  |  | Nos
102002026 | 102002026003 | OS & Y Valve 300 NB | MECHANICAL | No | Yes |  |  |  | Ductile Iron Body, Stainless Steel Stem | EPDM Seating Gasket, Fusion Bonded Epoxy Coated | pressure 1600Kpa ( 232 psi) | rising spindle |  |  | Nos
102002026 | 102002026004 | OS & Y Valve 65 NB | MECHANICAL | No | Yes |  |  |  | Ductile Iron Body, Stainless Steel Stem | EPDM Seating Gasket, Fusion Bonded Epoxy Coated | pressure 1600Kpa ( 232 psi) | rising spindle |  |  | Nos
102002026 | 102002026005 | OS & Y Valve 150 NB | MECHANICAL | No | Yes |  |  |  | Ductile Iron Body, Stainless Steel Stem | EPDM Seating Gasket, Fusion Bonded Epoxy Coated | pressure 1600Kpa ( 232 psi) |  |  |  | Nos
102002026 | 102002026006 | OS & Y Valve 100 NB | MECHANICAL | No | Yes |  |  |  | Ductile Iron Body, Stainless Steel Stem | EPDM Seating Gasket, Fusion Bonded Epoxy Coated | pressure 1600Kpa ( 232 psi) |  |  |  | Nos
102002026 | 102002026007 | OS & Y Valve 80 NB | MECHANICAL | No | Yes |  |  |  | Ductile Iron Body, Stainless Steel Stem | EPDM Seating Gasket, Fusion Bonded Epoxy Coated | pressure 1600Kpa ( 232 psi) |  |  |  | Nos
102002026 | 102002026008 | OS & Y Valve 85 NB | MECHANICAL | No | Yes |  |  |  | Ductile Iron Body, Stainless Steel Stem | EPDM Seating Gasket, Fusion Bonded Epoxy Coated | pressure 1600Kpa ( 232 psi) |  |  |  | Nos
102002 | 102002027 | ALARM CONTROL VALVE | MECHANICAL | Yes | No | [9 empty] | Nos
102002027 | 102002027001 | ALARM CONTROL VALVE 200 NB | MECHANICAL | No | No | [9 empty] | Nos
102002027 | 102002027002 | ALARM CONTROL VALVE 150 NB | MECHANICAL | No | No | [9 empty] | Nos
102002027 | 102002027003 | ALARM CONTROL VALVE 100 NB | MECHANICAL | No | No | [9 empty] | Nos
102002027 | 102002027004 | ALARM CONTROL VALVE 80 NB | MECHANICAL | No | No | [9 empty] | Nos
102002027 | 102002027005 | ALARM CONTROL VALVE 150 NB FOAM COMPACTIBLE AV | MECHANICAL | No | No | [9 empty] | Nos
102002027 | 102002027006 | ALARM CONTROL VALVE 100 NB FOAM COMPACTIBLE AV | MECHANICAL | No | No | [9 empty] | Nos
102002 | 102002028 | IMPULSE VALVE | MECHANICAL | Yes | No | [9 empty] | Nos
102002028 | 102002028001 | Impulse point with isloation valve for pressure transmitters/ pressure gauge | MECHANICAL | No | No | [9 empty] | Nos
102 | 102003 | METER | MECHANICAL | Yes | No | [9 empty] | Nos
102003 | 102003001 | FLOW METER | MECHANICAL | Yes | No | [9 empty] | Nos
102003001 | 102003001001 | Flow Meter | MECHANICAL | No | Yes |  |  |  | Electro-magnetic type flow meter | Modbus RS 485 interface |  |  |  |  | Nos
102003001 | 102003001002 | Flow Meter 50 NB | MECHANICAL | No | Yes | Kone Marshall / Actaris / MVS / IOTA / Kent |  |  | Electro magnetic | Pressure 0 to 6 Kg/cm2 | Temperature Range 10 Deg C to 50 DegC Accuracy +_ 2 % | End Connection - SS 304 | Flanged ASA# 150 with mating Flanges Compatible to hook up with BMS |  | Nos
102003001 | 102003001003 | Flow Meter 80 NB | MECHANICAL | No | Yes | Kone Marshall / Actaris / MVS / IOTA / Kent |  |  | Pump to Plant Flow 30 M3/hr (Max) | Mechanical Turbine type | Working Pressure 0 to 6 Kg/cm2 | Temperature Range 10 Deg C to 50 DegC Accuracy +_ 2 % | End Connection - SS 304 , Flanged ASA# 150 with mating |  | Nos
102003001 | 102003001004 | Flow Meter 32 NB | MECHANICAL | No | Yes | Kone Marshall / Actaris / MVS / IOTA / Kent |  |  | from Pump to Plant Flow 3 M3/hr (Max) | Mechanical Turbine type | Working Pressure 0 to 6 Kg/cm2 | Temperature Range 10 Deg C to 50 DegC Accuracy +_ 2 % | End Connection - SS 304 , Flanged ASA# 150 with mating |  | Nos
102003001 | 102003001005 | Flow Meter 40 mm | MECHANICAL | No | Yes | Esab / Equivalent | [8 empty] | Nos
102003001 | 102003001006 | Flow Meter 25 NB | MECHANICAL | No | Yes | Esab / Equivalent | [8 empty] | Nos
102003001 | 102003001007 | Flow Meter 15 NB | MECHANICAL | No | Yes | Esab / Equivalent | [8 empty] | Nos
102003001 | 102003001008 | Flow Meter 200 NB | MECHANICAL | No | Yes |  |  |  | Venturi type | Body - WCB , Flange 300# |  |  |  |  | Nos
102003 | 102003002 | TEST METER | MECHANICAL | Yes | No | [9 empty] | Nos
102003002 | 102003002001 | ASTM A 53 | MECHANICAL | No | Yes | IOTA / MVS / Actaris |  |  | 150mm size dial | [5 empty] | Nos
102003002 | 102003002002 | ASTM A 53 | MECHANICAL | No | Yes | IOTA / MVS / Actaris |  |  | 100mm size dial | [5 empty] | Nos
102003 | 102003003 | INSTRUMENTS | MECHANICAL | Yes | No | [9 empty] | Nos
102003003 | 102003003001 | PNEUMATIC TUBING 3/4" | MECHANICAL | No | Yes |  |  |  | Polyurethane(PU) | max working pressure-12 bar, temp. range of - 40 deg C to +71 deg C | burst pressure- 31 bar, bend radius of 0.4 to 1.14 inches |  |  |  | Nos
102003003 | 102003003002 | Piezometer | MECHANICAL | No | Yes |  |  |  | digital type Resolution 0.065% F.S., Overload 1.5 x F.S., Range 100 to 1000 kPa. | Body material Stainless steel 316 | Cable PVC 3 mm outside dia | Filter Stainless steel 316 (porosity 40 μm), | Accuracy ± 0.5% | Outdoor duty (minimum IP 65) | Nos
102003003 | 102003003003 | THERMOMETER 4" dia | MECHANICAL | No | Yes |  |  |  | ALL SS TYPE | [5 empty] | Nos
102003 | 102003004 | DIGITAL WATER FLOW METER | MECHANICAL | Yes | No | [9 empty] | Nos
102003004 | 102003004001 | DIGITAL WATER FLOW METER 150 mm dia | MECHANICAL | No | No | [9 empty] | Nos
102003004 | 102003004002 | DIGITAL WATER FLOW METER 100 mm dia | MECHANICAL | No | No | [9 empty] | Nos
102003004 | 102003004003 | DIGITAL WATER FLOW METER 80 mm dia | MECHANICAL | No | No | [9 empty] | Nos
102003004 | 102003004004 | DIGITAL WATER FLOW METER 65 mm dia | MECHANICAL | No | No | [9 empty] | Nos
102003004 | 102003004005 | DIGITAL WATER FLOW METER 50 mm dia | MECHANICAL | No | No | [9 empty] | Nos
102003004 | 102003004006 | DIGITAL WATER FLOW METER 40 mm dia | MECHANICAL | No | No | [9 empty] | Nos
102003004 | 102003004007 | DIGITAL WATER FLOW METER 32 mm dia | MECHANICAL | No | No | [9 empty] | Nos
102003 | 102003005 | BTU METER | MECHANICAL | Yes | No | [9 empty] | Nos
102003005 | 102003005001 | 200 mm dia | MECHANICAL | No | Yes |  |  |  | 230V AC power supply provision, 8 Digit LCD Display | Maximum Pressure drop across BTU meter 0.2 WC | MODBUS RS485 | IP55 |  |  | Nos
102 | 102004 | TANK | MECHANICAL | Yes | No | [9 empty] | Nos
102004 | 102004001 | AIR TANK | MECHANICAL | Yes | No | [9 empty] | Nos
102004001 | 102004001001 | Air Vessel Tank Size 450 mm dia & 2000 mm height | MECHANICAL | No | Yes |  |  |  | IS: 2825 suitable for a working pressure equivalent to shut off head of the fire pump | nozzles, dished ends and duly painted from inside and outside with two coats of synthetic enamel paint over two coat of primer(Min total DFT 100 micron). | 25 NB forged brass ball valve for drain and isolation valve for auto air release valve | gun metal air release valve of 25NB |  |  | Nos
102004001 | 102004001002 | Air Receiver tanks Vertical mounted Compressed Air Receiver 3000 Ltr | MECHANICAL | No | Yes |  |  |  | Class III Material of Construction: IS: 2062 | Working Pressure: 8 Kg/cm2 Design Pressure: 10 Kg/cm2 Hydro Test Pressure: 15 Kg/cm2. | Design Temperature: 0-150 deg. C | Code of construction: IS: 2825 |  |  | Nos
102004 | 102004002 | WATER TANK | MECHANICAL | Yes | No | [9 empty] | Nos
102004002 | 102004002001 | Water Tank 3000 Ltr | MECHANICAL | No | Yes |  |  |  | SS304 | [5 empty] | Nos
102004002 | 102004002002 | Water Tank | MECHANICAL | No | Yes | Sintex / National |  |  | Triple layer HDPE | inlet and outlet flange , fittings , level sensor & level gauge |  |  |  |  | Nos
102004002 | 102004002003 | HSD storage tank 990 ltr | MECHANICAL | No | Yes |  |  |  | SS304 | Jacketed insulation |  |  |  |  | Nos
102004002 | 102004002004 | Water Tank 5000 Ltr | MECHANICAL | No | Yes |  |  |  | HDPE TANK | [5 empty] | Nos
102004002 | 102004002005 | WATER TANK 25KL | MECHANICAL | No | Yes |  |  |  | FRP -Fibre reinforced polymers | inlet and outlet ball valve of 50mm | drain & overflow arrangement |  |  |  | Nos
102004002 | 102004002006 | WATER TANK 10KL | MECHANICAL | No | Yes |  |  |  | FRP -Fibre reinforced polymers | inlet and outlet ball valve of 50mm | drain & overflow arrangement |  |  |  | Nos
102004002 | 102004002007 | Tank 1500 Lts | MECHANICAL | No | Yes |  |  |  | Vertical style Bladder tank | Brass Ball valves | 50NB SS316 Piping for Foam concentrate Line (upto 24 meters) | 50NB GI piping for Water supply | UL / FM (ASME + PED, 16 Bar Working Pressure rated) |  | Nos
102004002 | 102004002008 | Tank 150 Lts | MECHANICAL | No | Yes |  |  |  | Vertical style Bladder tank | ASME + PED, 16 Bar Working Pressure rated |  |  |  |  | Nos
102004002 | 102004002009 | WATER TANK | MECHANICAL | No | Yes |  |  |  | Bladder tank Water supply control valve Ball Valve 50NB | UL / FM Approved |  |  |  |  | Nos
1002004 | 1002004003 | HDPE Tank | MECHANICAL | Yes | No | [9 empty] | Nos
1002004003 | 1002004003001 | HDPE Tank 800 Lts | MECHANICAL | No | No | [9 empty] | Nos
1002004 | 1002004004 | SS TANK | MECHANICAL | Yes | No | [9 empty] | Nos
1002004004 | 1002004004001 | SS Tank 800 Lts | MECHANICAL | No | No | [9 empty] | Nos
102 | 102005 | BELLOW | MECHANICAL | Yes | No | [9 empty] | Nos
102005 | 102005001 | SS BELLOW | MECHANICAL | Yes | No | [9 empty] | Nos
102005001 | 102005001001 | Bellows 250NB | MECHANICAL | No | Yes |  |  |  | SS 304 expansion bellows (PN 20) | control unit and matching flanges, gaskets | galvanised fasteners. |  |  |  | Nos
102005001 | 102005001002 | Bellows 100 MM | MECHANICAL | No | Yes |  |  |  | SS 304 | galvanised fasteners | (PN 16) |  |  |  | Nos
102005001 | 102005001003 | Bellows 80 MM | MECHANICAL | No | Yes |  |  |  | SS 304 | galvanised fasteners | (PN 16) |  |  |  | Nos
102005001 | 102005001004 | Bellows 65 MM | MECHANICAL | No | Yes |  |  |  | SS 304 | galvanised fasteners | (PN 16) |  |  |  | Nos
102005001 | 102005001005 | Bellows 50 MM | MECHANICAL | No | Yes |  |  |  | SS 304 | galvanised fasteners | (PN 16) |  |  |  | Nos
102005001 | 102005001006 | Bellows 40 MM | MECHANICAL | No | Yes |  |  |  | SS 304 | galvanised fasteners | (PN 16) |  |  |  | Nos
102005001 | 102005001007 | Bellows 32 MM | MECHANICAL | No | Yes |  |  |  | SS 304 | galvanised fasteners | (PN 16) |  |  |  | Nos
102005001 | 102005001008 | Bellows 450 MM | MECHANICAL | No | No | [9 empty] | Nos
102005 | 102005002 | RUBBER BELLOW | MECHANICAL | Yes | No | [9 empty] | Nos
102005002 | 102005002001 | 200 mm dia | MECHANICAL | No | Yes |  |  |  | Cast iron rubber bellow | PN-16 |  |  |  |  | Nos
102005002 | 102005002002 | 150 mm dia | MECHANICAL | No | Yes |  |  |  | Cast iron rubber bellow | PN-16 |  |  |  |  | Nos
102005002 | 102005002003 | 100 mm dia | MECHANICAL | No | Yes |  |  |  | Cast iron rubber bellow | PN-16 |  |  |  |  | Nos
102 | 102006 | PRESSURE GAUGE | MECHANICAL | Yes | No | [9 empty] | Nos
102006 | 102006001 | Pressure Gauge Dial diameter 150 mm | MECHANICAL | No | Yes |  |  |  | Glycerine filled die cast aluminium body | SS 316 bourden pressure gauge with forged brass (PN 25 rating) | isolation ball valve, nipple, socket, syphon tube | . IP rating 54. with dampening coil. | calibration 0-16 kg./sq.cm with accuracy of 1% of full scale |  | Nos
102006 | 102006002 | Pressure Gauge Dial diameter 100 mm | MECHANICAL | No | Yes |  |  |  | Bourdon type | [5 empty] | Nos
102006 | 102006003 | Pressure Gauge Dial diameter 150 mm | MECHANICAL | No | Yes |  |  |  | Bourdon tube-Material: copper alloy-C-shape | range 0-25 kg/sq.cm(g) | Dial-White aluminum with stop pin | Pointer- Black aluminum Case-Black polycarbonate | 1/4“ NPT lower mount |  | Nos
102 | 102007 | LEVEL GAUGE | MECHANICAL | Yes | No | [9 empty] | Nos
102007 | 102007001 | Raw water storage tank of capacity 150 Cubic meter. | MECHANICAL | No | Yes |  |  |  | MOC of SS304 | SS 316 -float wire | Board scale of aluminium with powder coated | temperature of 200 deg C, Test pressure of 10 Kg/cm2 |  |  | Nos
102007 | 102007002 | Treated water storage tank of capacity 150 Cubic meter | MECHANICAL | No | Yes |  |  |  | MOC of SS304 | SS 316 -float wire | Board scale of aluminium with powder coated | temperature of 200 deg C, Test pressure of 10 Kg/cm3 |  |  | Nos
102007 | 102007003 | DM water storage tank of capacity 4 Cubic meter | MECHANICAL | No | Yes |  |  |  | MOC of SS304 | SS 316 -float wire | Board scale of aluminium with powder coated | temperature of 200 deg C, Test pressure of 10 Kg/cm4 |  |  | Nos
102007 | 102007004 | Fire water storage tank of capacity 171 Cubic meter | MECHANICAL | No | Yes |  |  |  | MOC of SS304 | SS 316 -float wire | Board scale of aluminium with powder coated | temperature of 200 deg C, Test pressure of 10 Kg/cm5 |  |  | Nos
102 | 102008 | PULLEY | MECHANICAL | Yes | No | [9 empty] | Nos
102008 | 102008001 | CHAIN PULLEY | MECHANICAL | Yes | No | [9 empty] | Nos
102008001 | 102008001001 | 1 MT Capacity Manual operated | MECHANICAL | No | Yes | Indef / Safex / Neelkanth |  |  | IS 3832 latest revision | [5 empty] | Nos
102 | 102009 | INSULATION | MECHANICAL | Yes | No | [9 empty] | Nos
102009 | 102009001 | PIPE INSULATION - Φ 200 mm | MECHANICAL | No | Yes |  |  |  | 50mm thick PUF material of 36 Kg/Cum density | 0.6 mm thk lock seam spiral GI jacket |  |  |  |  | Nos
102009 | 102009002 | PIPE INSULATION - Φ 300 mm | MECHANICAL | No | Yes |  |  |  | 50mm thick PUF material of 36 Kg/Cum density | 0.6 mm thk lock seam spiral GI jacket |  |  |  |  | Nos
102 | 102010 | TEMPERATURE GAUGE | MECHANICAL | Yes | No | [9 empty] | Nos
102010 | 102010001 | TEMPERATURE GAUGE - THERMOWELL | MECHANICAL | No | No | [9 empty] | Nos
| 103 | CIVIL | CIVIL | Yes | No | [9 empty] | Nos
103 | 103001 | CONCRETE | CIVIL | Yes | No | [9 empty] | Nos
103001 | 103001001 | RCC | CIVIL | Yes | No | [9 empty] | Nos
103001001 | 103001001001 | concrete grade M20 | CIVIL | No | Yes |  |  |  | steel reinforcement | MS insert Plat & MS channel |  |  |  |  | Nos
103 | 103002 | STRUCTUAL STEEL | CIVIL | Yes | No | [9 empty] | Nos
103002 | 103002001 | Mild Steel | CIVIL | No | Yes | TATA/ SAIL | [8 empty] | Nos
103002 | 103002002 | THREADED Rods | CIVIL | No | No | [9 empty] | Nos
103002 | 103002003 | Structural steel | CIVIL | No | Yes |  |  |  | IS:2062 | [5 empty] | Nos
103002 | 103002004 | ANCHOR FASTNERS | CIVIL | Yes | No | [9 empty] | Nos
103002004 | 103002004001 | ANCHOR FASTNERS 75*8mm | CIVIL | No | Yes | HILTI | [8 empty] | Nos
103002004 | 103002004002 | ANCHOR FASTNERS 100*12 | CIVIL | No | Yes | HILTI | [8 empty] | Nos
103002004 | 103002004003 | ANCHOR FASTNERS 120*12 | CIVIL | No | Yes | HILTI | [8 empty] | Nos
103002004 | 103002004004 | ANCHOR FASTNERS 150*12 | CIVIL | No | Yes | HILTI | [8 empty] | Nos
103002004 | 103002004005 | ANCHOR FASTNERS 100*10 | CIVIL | No | Yes | HILTI | [8 empty] | Nos
103002004 | 103002004006 | ANCHOR FASTNERS 120*10 | CIVIL | No | Yes | HILTI | [8 empty] | Nos
103002004 | 103002004007 | ANCHOR FASTNERS 150*10 | CIVIL | No | Yes | HILTI | [8 empty] | Nos
103002004 | 103002004008 | Anchor Fastner 8mm | CIVIL | No | Yes | HILTI | [8 empty] | Nos
103002004 | 103002004009 | Anchor Fastner 10 mm | CIVIL | No | Yes | HILTI | [8 empty] | Nos
103002004 | 103002004010 | Anchor Fastner 12mm | CIVIL | No | Yes | HILTI | [8 empty] | Nos
103002 | 103002005 | polished stainless steel | CIVIL | No | No | [9 empty] | Nos
103 | 103003 | REINFORCEMENT STEEL | CIVIL | Yes | No | [9 empty] | Nos
103003 | 103003001 | THREADED ROD | CIVIL | Yes | No | [9 empty] | Nos
103003001 | 103003001001 | 12 mm dia | CIVIL | No | Yes |  |  |  | THREADED ROD | [5 empty] | Nos
103003001 | 103003001002 | 10 mm dia | CIVIL | No | Yes |  |  |  | THREADED ROD | [5 empty] | Nos
103003001 | 103003001003 | 8 mm dia | CIVIL | No | Yes |  |  |  | THREADED ROD | [5 empty] | Nos
103 | 103004 | CHAMBERS | CIVIL | Yes | No | [9 empty] | Nos
103004 | 103004001 | VALVE CHAMBERS | CIVIL | Yes | No | [9 empty] | Nos
103004001 | 103004001001 | C.I.cover of size 1000x1000 mm | CIVIL | No | Yes |  |  |  | C.C. bedding 1:4:8 100 mm thk | 230 mm thk brick masonary with 100 mm thk. C.C. | coping over masonary 15 mm thk. |  |  |  | Nos
103004001 | 103004001002 | RCC VALVE CHAMBER | CIVIL | No | No | [9 empty] | Nos
103004001 | 103004001003 | RCC INSPECTION CHAMBER - 600 x 600 mm | CIVIL | No | Yes |  |  |  | weight of CI frame and cover medium duty not less than 90 kgs | [5 empty] | Nos
103004001 | 103004001004 | RCC INSPECTION CHAMBER - 900 x 800 mm | CIVIL | No | Yes |  |  |  | weight of CI frame and cover medium duty not less than 90 kgs | [5 empty] | Nos
103 | 103005 | MANHOLE | CIVIL | Yes | No | [9 empty] | Nos
103005 | 103005001 | RCC | CIVIL | Yes | No | [9 empty] | Nos
103005001 | 103005001001 | Depth of manhole upto 1.65 mtrs Size 900mm | CIVIL | No | Yes |  |  |  | (Weight of CI frame and cover, 560 mm dia clear opening medium duty not less than 80 kgs). | [5 empty] | Nos
103005001 | 103005001002 | Depth of manhole upto 2.3 mtrs Size 1200mm | CIVIL | No | Yes |  |  |  | (Weight of CI frame and cover, 560 mm dia clear opening medium duty not less than 80 kgs). | [5 empty] | Nos
103 | 103006 | SUMPWELL | CIVIL | Yes | No | [9 empty] | Nos
103006 | 103006001 | RCC SUMPWELL | CIVIL | Yes | No | [9 empty] | Nos
103006001 | 103006001001 | SUMPWELL Size LxWxH 2000x1500x2000 mm | CIVIL | No | No | [9 empty] | Nos
103006001 | 103006001002 | SUMPWELL Size LxWxH 2000x1500x1800 mm | CIVIL | No | No | [9 empty] | Nos
103006001 | 103006001003 | SUMPWELL Size LxWxH 4000x3500x2000 mm | CIVIL | No | No | [9 empty] | Nos
103006001 | 103006001004 | SUMPWELL Size LxWxH 4000x3500x2250 mm | CIVIL | No | No | [9 empty] | Nos
103 | 103007 | BRICKS | CIVIL | Yes | No | [9 empty] | Nos
103007 | 103007001 | BRICK CHAMBER | CIVIL | No | No | [9 empty] | Nos
103 | 103008 | BORE WELL | CIVIL | Yes | No | [9 empty] | Nos
103008 | 103008001 | BORE WELL 6 1/2 inch dia | CIVIL | No | No | [9 empty] | Nos
103 | 103009 | CERTIFICATION | CIVIL | Yes | No | [9 empty] | Nos
103009 | 103009001 | RAW WATER ANALYSIS - NABL certificate | CIVIL | No | No | [9 empty] | Nos
103009 | 103009002 | CEIG APPROVAL | CIVIL | No | No | [9 empty] | Nos
103009 | 103009003 | Fire Protection system- NOC | CIVIL | No | No | [9 empty] | Nos
103009 | 103009004 | CFO APPROVAL | CIVIL | No | No | [9 empty] | Nos
103 | 103010 | EXCAVATION | CIVIL | Yes | No | [9 empty] | Nos
103010 | 103010001 | SOIL EXCAVATION | CIVIL | No | No | [9 empty] | Nos
103 | 103011 | WRAPPING AND COATING | CIVIL | Yes | No | [9 empty] | Nos
103011 | 103011001 | 4 MM Thk anti Corrosive tape | CIVIL | No | Yes |  |  |  | UNDERGROUND PIPE | [5 empty] | Nos
103 | 103012 | DISMANTLING | CIVIL | Yes | No | [9 empty] | Nos
103012 | 103012001 | DISMANTLING OF STRUCTURAL STEEL | CIVIL | No | No | [9 empty] | Nos
103012 | 103012002 | DISMANTLING OF ACCESSORIES | CIVIL | No | No | [9 empty] | Nos
103 | 103013 | PAINTING | CIVIL | Yes | No | [9 empty] | Nos
103013 | 103013001 | PAINTING OF STRUCTURAL STEEL | CIVIL | No | Yes |  |  |  | Anti corrission painting (150 μ) | [5 empty] | Nos
103 | 103014 | PEDASTAL | CIVIL | Yes | No | [9 empty] | Nos
103014 | 103014001 | RCC pedastal | CIVIL | No | No | [9 empty] | Nos
103014 | 103014002 | HIGH MAST FOUNDATION | CIVIL | No | No | [9 empty] | Nos
| 104 | SAFETY | SAFETY | Yes | No | [9 empty] | Nos
104 | 104001 | FIRE BRIGADE | SAFETY | Yes | No | [9 empty] | Nos
104001 | 104001001 | Fire brigade Connection | SAFETY | No | Yes |  |  |  | inlet connection of 4 way with 4 nos 63 mm dia gun metal outlet | built in check valve complete as per specification. | 1 no 150NB isolation butterfly valve | one no cabinet to house the inlet connection |  |  | Nos
104001 | 104001002 | 4 - Way Siamese connection | SAFETY | No | Yes |  |  |  | tank inlet connection with built-in NRV connecting 150 NB pipe | [5 empty] | Nos
104001 | 104001003 | SS 4 way | SAFETY | No | Yes | Newage/ Winco / Shah Bhogilal |  |  | 63mm instantaneous coupling with Isolation Valve | [5 empty] | Nos
104001 | 104001004 | Fire brigade 4-way | SAFETY | No | Yes |  |  |  | C.I | [5 empty] | Nos
104 | 104002 | FIRE BUCKET | SAFETY | Yes | No | [9 empty] | Nos
104002 | 104002001 | Fire Bucket of 24 guage | SAFETY | No | Yes |  |  |  | galvanised steel sheet | standard 9 Ltrs capacity and of round bottom shape | painted white inside and red outside and black on the bottom dome | letters 'FIRE' in black and gold with wall mounting bracket and screws | Fire bucket and stand fabricated by MS angles to install 4 Nos. of bucket |  | Nos
104 | 104003 | FIRE EXTINGUSHER | SAFETY | Yes | No | [9 empty] | Nos
104003 | 104003001 | Carbon-di- oxide type fire extinguisher of 4.5 kgs. Capacity | SAFETY | No | Yes |  |  |  | CO2 gas filled in brand new seamless cylinder (as per IS 7285 & ISI Marked) | powder coated finish, made out of Manganese steel | wheel type valve (ISI marked) | ,1 Mtr braided discharge hose & horn, wall mounting bracket | confirming to IS: 15683.Rating -21B.Portable Fire extinguishers |  | Nos
104003 | 104003002 | Carbon-di- oxide type fire extinguisher of 4.5 kgs. Capacity | SAFETY | No | Yes |  |  |  | powder coated finish made of Mild steel body | opening and closing lever of squeeze grip type | initial filling, high pressure ISI marked CO2 gas cartridge | wall mounting brackets and all cosumables | confirming to IS: 15683.Rating-2A |  | Nos
104003 | 104003003 | Carbon-di- oxide type fire extinguisher of 4.5 kgs. Capacity | SAFETY | No | Yes |  |  |  | powder coated finish made of Mild steel body | opening and closing lever of squeeze grip type | initial filling , high pressure ISI marked CO2 gas cartridge & AFF Foam compound (ISI Marked) | discharge hose and ABS type branch pipe and wall mounting bracket | confirming to IS: 15683.Rating -21B |  | Nos
104003 | 104003004 | Carbon-di- oxide type fire extinguisher of 4.5 kgs. Capacity | SAFETY | No | Yes |  |  |  | powder coated finish made of Mild steel body fitted with gun metal cap | cap,ISI Marked Co2 gas cartridge,AFFF liquide, | liquide, 3M long discharge hose with nozzle, trolley mounted, | charge, confirming to IS: 13386-92.Rating- 34B |  |  | Nos
104003 | 104003005 | Dry Chemical Powder ABC type Fire Extinguisher 6 Kgs capacity | SAFETY | No | Yes |  |  |  | powder coated finish made of Mild steel body | opening and closing lever of squeeze grip type | Mono Ammonium phosphate based Dry chemical powder(as per IS 14609) | ISI Marked Co2 gas cartridge with wall bracket complete | confirming to IS: 15683 |  | Nos
104003 | 104003006 | Dry Chemical Powder ABC type Fire Extinguisher 9 Kgs capacity, | SAFETY | No | Yes |  |  |  | powder coated finish made of Mild steel body | opening and closing lever of squeeze grip type | Mono Ammonium phosphate based Dry chemical powder(as per IS 14609) | ISI Marked Co2 gas cartridge with wall bracket complete | confirming to IS: 15683.Rating-4A/21B |  | Nos
104003 | 104003007 | ABC Stored Pressure type Fire Extinguisher 6 Kgs. Capacity | SAFETY | No | Yes |  |  |  | capacity bearing ISI Mark for Fighting ABC Class of Fire | Manufactured Strictly as per IS:15683 :2018 bearing ISI Mark | .Fire Rating shall be 3A:89B . |  |  |  | Nos
104003 | 104003008 | Dry Chemical Powder ABC type Fire Extinguisher 25 Kgs capacity | SAFETY | No | Yes |  |  |  | powder coated finish made of Mild steel body | opening and closing lever of squeeze grip type | Mono Ammonium phosphate based Dry chemical powder(as per IS 14609) | ISI Marked Co2 gas cartridge with wall bracket complete | confirming to IS: 15683. Rating-34B. |  | Nos
104003 | 104003009 | Clean Agent (NOVEC 1230) type Fire Extinguisher 4 Kgs. Capacity | SAFETY | No | Yes |  |  |  | capacity bearing ISI Mark for Fighting ABC Class of Fire | Manufactured Strictly as per IS:15683 :2018 bearing ISI Mark | .Fire Rating shall be 1A :21B. |  |  |  | Nos
104003 | 104003010 | 6 Kg. filled with Mono Ammonium Phosphate Powder | SAFETY | No | Yes | Cease Fire / Minimax / Kanex |  |  | Applicable fire classes AB & C | Deep drawn & MIG Welding technology | CE Marked Brass forged Squeeze grip type valves | Auto safety release at 24 bar (About 950 gm. wt.) Sheet metal thickness : 1.8 mm | ISI Approved IS 15683:2006 and CE Certified, |  | Nos
104003 | 104003011 | 4 kg Clean agent | SAFETY | No | Yes | Cease Fire / Minimax / Kanex |  |  | HFC236fa, HCFC123, HFC227ea, FE36 gas as per IS 15683 | Discharge Time 18 Sec, Average Discharge is 98%, Applicable on Class A,B | Fire Rating Factory tested up to 34B | Valve Confirm to IS 3224 ISI Marked Body confirms to IS 15660 & bearing ISI mark | IS 15683:2006. |  | Nos
104003 | 104003012 | FOAM TYPE FIRE EXTINGUISHER 45 Ltr | SAFETY | No | Yes | Cease Fire / Minimax / Kanex |  |  | Mechanical foam type (ISI marked | M.S. Cylinder body squeeze lever discharge valve | discharge nozzle suspension bracket ISI marked as per IS 933 | finished externally with red enamel painT |  |  | Nos
104003 | 104003013 | 6 kg Clean agent | SAFETY | No | Yes |  |  |  | Clean Agent based Fire extinguisher with Support / Stand | [5 empty] | Nos
104003 | 104003014 | 2 Kg Cylinder containing Novec 1230 | SAFETY | No | Yes |  |  |  | automatic valve | pressure guage at End of Line | low pressure switch for monitoring system |  |  |  | Nos
104003 | 104003015 | 4 Kg Cylinder Novec 1230 | SAFETY | No | Yes |  |  |  | automatic valve | pressure guage at End of Line | low pressure switch for monitoring system |  |  |  | Nos
104003 | 104003016 | Linear pneumatic heat detection Tube (min 6mm dia) | SAFETY | No | Yes |  |  |  | Operating temperature more than 100degC | [5 empty] | Nos
104 | 104004 | FIRE HOSE | SAFETY | Yes | No | [9 empty] | Nos
104004 | 104004001 | Fire Hose | SAFETY | No | Yes |  |  |  |  | fire hose as per IS: 8423 | stainless steel couplings as per IS: 903, | 15 m long for external/Internal hydrants |  |  | Nos
104004 | 104004002 | Hose Cabinet Size:-600(H) x 750(L) x 250(D) mm | SAFETY | No | Yes |  |  |  | Weather proof outdoor lockable hose cabinet | 14 SWG CRCA MS Sheet with 2 doors and 4 mm thick glazed glass with water proof rubber beading | red out side and white inside with two coats of enamel paint over a coat of primer | HOSE CABINET NO.. shall be painted on the inner face of the glass in 50 mm size block letter |  |  | Nos
104004 | 104004003 | Hose Reel | SAFETY | No | Yes |  |  |  | Reinforced rubber lined fire hose as per IS: 636 (Type A) | stainless steel couplings as per IS: 903, 15 m long |  |  |  |  | Nos
104004 | 104004004 | Fire Hose Reel Drum- 36 meters Hose reel length | SAFETY | No | Yes |  |  |  | Swinging type first aid fire hose reel drum | reinforced rubber tubing of 20 mm dia and following lengths conforming to IS :444 | Type II MS drum with fixing bracket conforming to IS:884 | 5 mm dia gun metal shut off nozzle conforming to IS:8090 and 25NB forged brass valve |  |  | Nos
104004 | 104004005 | Fire Aid Hose Reel 30 mtr long, 25 mm dia rubber lined/PVC | SAFETY | No | Yes | Newage/ Winco / Shah Bhogilal |  |  | shut off nozzle of 6 mm dia | 25mm dia pipe connection from riser to hose reel |  |  | IS: 884, 1969 |  | Nos
104004 | 104004006 | Fire Aid Hose Reel 60 mtr long, 20mm dia PVC | SAFETY | No | Yes | Newage/ Winco / Shah Bhogilal |  |  | shut off nozzle of 6 mm dia. | including 25mm dia pipe connection from riser to hose |  |  | IS: 884, 1969 |  | Nos
104004 | 104004007 | 63mm dia 15mtr long | SAFETY | No | Yes | Newage/ Winco / Shah Bhogilal |  |  | REINFORCED RUBBER LINED |  |  |  | IS: 636-1962 PART-A |  | Nos
104004 | 104004008 | Cabinet not less than 0.8 x 0.6 x 0.25 mtr FOR Internal | SAFETY | No | Yes |  |  |  | Fibre Glass material | EPDM | ISO-thallic Resins of min 2mm thick |  | Al Powder coated handle & S.S./brass hinges |  | Nos
104004 | 104004009 | Cabinet External with MS Angle 50 x 50 x 6mm | SAFETY | No | Yes |  |  |  | Fibre Glass material | EPDM | ISO-thallic Resins of min 2mm thick | Pedastal support black eanmel painted | Al Powder coated handle & S.S./brass hinges |  | Nos
104004 | 104004010 | Fire Hose Reel Drum- 20mm 36 meters Hose reel length | SAFETY | No | Yes |  |  |  | rubber hose | GM/SS shut off nozzle as per IS: 884 |  |  |  |  | Nos
104004 | 104004011 | HOSE CABINET - Size of box - 750 X 250 X 600 | SAFETY | No | Yes | Newage/ Winco / Shah Bhogilal |  |  | 16g M.S sheet with full front glass door weather proof outdoor type hose | 2 no of 15 meter long hose pipe and one branch pipe. |  |  |  |  | Nos
104 | 104005 | FIRE PANEL | SAFETY | Yes | No | [9 empty] | Nos
104005 | 104005001 | MCC cum Fire control panel | SAFETY | No | Yes |  |  |  | auto/Manual operation of all pumps in fire pump house | TP MCCB 50 KA magnetic based release with spreader link | ROHM, TP contractor, overload relay, start/stop push button. ON/OFF/Trip indicating lamp and control Fuse suitable for motor rating |  |  |  | Nos
104005 | 104005002 | MCC FIRE CONTROL PANEL | SAFETY | No | Yes | Power Cables -CCI/Universal/RP. Conduit ERW - ISI/as per IS Standard Contactors & Overload Relays -Siemens/ABB/Schneider Voltmeter/Ammeter - Siemens/Schneider CT/PT Transformer -Pragati/ECS Switch Gears -Siemens/ABB/Schneider Cable Trays- ISI/As per IS Standard Indicating Lamps -Teknic Clean agent- Ceasefire/minimax |  |  | cubical type floor mounted fire fabricated FROM 16G (2 mm min) | to operate all Fire pumps in Auto mode and Sump Pump in Manual Mode | M.S sheet dully painted with stove enameled finish | Panel Shall be Outdoor Duty Type | Panel shall be BMS compatible and have Self extinguishing clean agent based system. |  | Nos
104005 | 104005003 | 2 loop fire alarm control panel | SAFETY | No | Yes | BOSCH |  |  | Inteligent Addressable Microprocessor | expandable up to 10 loop & capable of taking maximum 250 Detectors / Devices | , LCD display More than 800 character | TCP/IP module/converter | UL Listed & FM Approved | Autodialer Unit for SMS & -Voice based Message for upto 10 Persons | Nos
104 | 104006 | ALARM SYSTEM | SAFETY | Yes | No | [9 empty] | Nos
104006 | 104006001 | Autoglo Signages(NAME BOARD) | SAFETY | No | Yes | Prolite / Cease Fire |  |  | Aluminium Framing |  |  |  | As per IS12349-1988 |  | Nos
104006 | 104006002 | Active Repeater panel | SAFETY | No | Yes | BOSCH |  |  | Intelligent Addressable Microprocessor | 80 Character LCD display | UL Listed & FM Approved |  |  |  | Nos
104006 | 104006003 | (Optical + Thermal) Detector | SAFETY | No | Yes | BOSCH |  |  | Inteligent Addressable MULTISENSOR | in built fault isolator feature (either in detector head or in detector base) |  |  |  |  | Nos
104006 | 104006004 | Sounder cum flesher | SAFETY | No | Yes | BOSCH |  |  | addresable Loop Powered | [5 empty] | Nos
104006 | 104006005 | Manual Call point | SAFETY | No | Yes | BOSCH |  |  | break glass type(Double Action) | alarm LED |  |  |  |  | Nos
104006 | 104006006 | Danger boards HT | SAFETY | No | No | [9 empty] | Nos
104006 | 104006007 | Danger boards LT | SAFETY | No | No | [9 empty] | Nos
104006 | 104006008 | Shock treatment charts in 2 languages (hindi & Eng) | SAFETY | No | Yes |  |  |  | 600x800mm | [5 empty] | Nos
104006 | 104006009 | FIRE ALARM CONTROL PANEL | SAFETY | No | Yes | Bosch -Avenar 8000/Notifier NFS-3030 |  |  | 8 inch color touch screen display with 320*240 pixels | 10 loop expandable upto 32 loops. | networking port(both RS485&Ethernet) | 4096 detection points, 10,000 history event | VDS/EN 54 approved |  | Nos
104006 | 104006010 | ACTIVE REPEATER PANEL | SAFETY | No | Yes | Bosch - FPE-8000-FMR/Notifier NCA2 |  |  | 5.7 inch color touch screen display with 320*240 pixels | networking port(both RS485&Ethernet) | VDS/EN 54 approved |  |  |  | Nos
104006 | 104006011 | PLENA CONTROLLER | SAFETY | No | Yes | Bosch |  |  | built-in 240 W amplifier | Voltage 230VAC, 50/60 Hz | Max power consumption 600 VA | Frequency response 60 Hz to 18 kHz | IEC 60849 certified | Programmable Trigger Inputs 12. Memory capacity 16 MB Flash ROM | Nos
104006 | 104006012 | PLENA VOICE ALARM -Six-zone router | SAFETY | No | Yes | Bosch |  |  | single or dual channel operation with six EMG,business input | power supply 230/115 VAC, ±10%, 50/60 Hz | Trigger Inputs 12 x (6 EMG, 6 business)(Programmable) | Max power consumption 50 VA | Dimensions (H x W x D) 88 x 430 x 260 mm | IEC 60849 compliant | Nos
104006 | 104006013 | CALL STATION | SAFETY | No | Yes | Bosch |  |  | Six zone selection keys | Voltage range 24 VDC | Input sound level (max) 110 dB SPL | PTT-key for calls | Current consumption <30 mA Nominal output level 700 Mv. | Nominal sensitivity 85 dB SPL . | Nos
104006 | 104006014 | CALL STATION | SAFETY | No | Yes | Bosch |  |  | Power Supply 24 VDC | Current consumption <15 mA | Base dimensions 40 x 100 x 235 mm | Operating temperature -10 ºC to +45 ºC (14 ºF to +113 ºF) | Storage temperature -40 ºC to +70 ºC (-40 ºF to +158 ºF) | seven zone selection key | Nos
104006 | 104006015 | ALARM SYSTEM | SAFETY | No | Yes |  |  |  | Fibre Glass material | [5 empty] | Nos
104 | 104007 | SAFETY MAT | SAFETY | Yes | No | [9 empty] | Nos
104007 | 104007001 | Rubber Mat 11KV 1x2 Mtr | SAFETY | No | Yes | [9 empty] | Nos
104007 | 104007002 | Rubber Mat 1.1KV 1x2 Mtr | SAFETY | No | Yes | [9 empty] | Nos
104007 | 104007003 | Synthetic mats 3.3 KV | SAFETY | No | Yes |  |  |  | 2000 mm. x 1000 mm x 3 mm. thick MAT | ISI Marked |  |  |  |  | Nos
104007 | 104007004 | RUBBER MAT | SAFETY | No | Yes |  |  |  | Class A for HV gear | IS-15652-2006. |  |  |  |  | Nos
104 | 104008 | SAFETY SUPPORTS | SAFETY | Yes | No | [9 empty] | Nos
104008 | 104008001 | FIRST AID BOX | SAFETY | No | Yes | [9 empty] | Nos
104008 | 104008002 | Portable Emergency lights | SAFETY | No | Yes | Prolite make | [8 empty] | Nos
104008 | 104008003 | Exit lights with battery backup of 30 min | SAFETY | No | No | [9 empty] | Nos
104008 | 104008004 | Em. Exit Signages with battery backup of 30 min | SAFETY | No | No | [9 empty] | Nos
104008 | 104008005 | CAUTION BOARD | SAFETY | No | No | [9 empty] | Nos
104008 | 104008006 | GLOVES | SAFETY | No | Yes |  |  |  | 33 KV gloves | [5 empty] | Nos
104008 | 104008007 | SHOCK TREATMENT CHART | SAFETY | No | No | [9 empty] | Nos
104008 | 104008008 | GLOVES | SAFETY | No | Yes |  |  |  | 11 KV gloves | [5 empty] | Nos
104008 | 104008009 | FIRE SEALENT | SAFETY | No | Yes | HILTI |  |  | IS-12458 & IEC 60332-3-22 Category A standard | [5 empty] | Nos
104008 | 104008010 | LPG Header MODIFICATION | SAFETY | No | No | [9 empty] | Nos
104008 | 104008011 | HSD Header MODIFICATION | SAFETY | No | No | [9 empty] | Nos
104008 | 104008012 | Miscellaneous works and safety contegencies | SAFETY | No | No | [9 empty] | Nos
104008 | 104008013 | Wall highlighter using reflective red & white strips | SAFETY | No | Yes |  |  |  | reflective red & white strips on 3 mm thick acrylic sheet. | red and white reflective stcike/paint for fire point number and symbol sticker |  |  |  |  | Nos
104008 | 104008014 | Painting on floor with 2 layers of epoxy paint | SAFETY | No | Yes |  |  |  | epoxy paint over 1 layer of primer below the fire point with yellow and black hatched lines | [5 empty] | Nos
104008 | 104008015 | ZENER BARRIER | SAFETY | No | Yes | System Sensor/GST | [8 empty] | Nos
104008 | 104008016 | JB | SAFETY | No | No | [9 empty] | Nos
104008 | 104008017 | TRAINNING | SAFETY | No | No | [9 empty] | Nos
104 | 104009 | LPS SYSTEM | SAFETY | Yes | No | [9 empty] | Nos
104009 | 104009001 | 10 mm dia and 600 mm length | SAFETY | No | Yes | Elpro / ABB/ OBO/ DEHN | [8 empty] | Nos
104009 | 104009002 | Standing seam clamp | SAFETY | No | Yes | Elpro / ABB/ OBO/ DEHN | [8 empty] | Nos
104009 | 104009003 | Aluminium Conductor for roof top mesh | SAFETY | No | Yes | Elpro / ABB/ OBO/ DEHN | [8 empty] | Nos
104009 | 104009004 | Conductor holding clamp | SAFETY | No | Yes | Elpro / ABB/ OBO/ DEHN | [8 empty] | Nos
104009 | 104009005 | Standing seam clamp | SAFETY | No | Yes | Elpro / ABB/ OBO/ DEHN | [8 empty] | Nos
104009 | 104009006 | 8 mm dia solid Aluminium Conducto | SAFETY | No | Yes | Elpro / ABB/ OBO/ DEHN | [8 empty] | Nos
104009 | 104009007 | Conductor holding clamp | SAFETY | No | Yes | Elpro / ABB/ OBO/ DEHN | [8 empty] | Nos
104009 | 104009008 | Straight Splicers | SAFETY | No | Yes | Elpro / ABB/ OBO/ DEHN | [8 empty] | Nos
104009 | 104009009 | SS CROSS & "T" Splicers | SAFETY | No | Yes | Elpro / ABB/ OBO/ DEHN | [8 empty] | Nos
104009 | 104009010 | Expansion piece (with 2 Nos. Slpicers) | SAFETY | No | Yes | Elpro / ABB/ OBO/ DEHN | [8 empty] | Nos
104009 | 104009011 | 25 X 6 mm GI strip | SAFETY | No | Yes | Elpro / ABB/ OBO/ DEHN | [8 empty] | Nos
104009 | 104009012 | 25 x 6 GI flat | SAFETY | No | Yes | Elpro / ABB/ OBO/ DEHN | [8 empty] | Nos
104009 | 104009013 | Test Link | SAFETY | No | Yes | Elpro / ABB/ OBO/ DEHN | [8 empty] | Nos
104009 | 104009014 | Lightning event counter | SAFETY | No | Yes | [9 empty] | Nos
104009 | 104009015 | 3 Mtr long, 17.2mm dia copper coated rod of 250 microns 600x600 Concrete made earthing chamber with CI cover | SAFETY | No | Yes | [9 empty] | Nos
104 | 104010 | DETECTORS | SAFETY | Yes | No | [9 empty] | Nos
104010 | 104010001 | SMOKE DETECTOR | SAFETY | No | Yes |  |  |  | 2 inbuilt Isolators as per NFPA 72 style 7 wiring | EMC safety for detector shall be 50 V/m | EN54/ VDs/UL certification |  |  |  | Nos
104010 | 104010002 | MULTISENSOR DETECTOR | SAFETY | No | Yes |  |  |  | combination of OpticalandThermal 2 inbuilt isolators as per NFPA 72 style 7 wiring | Highresistance to electromagnetic effects EFSG agreement EFSG/F/97/005 | EMC safety for detector shall be 50 V/m | EN54/ VDs/UL certification |  |  | Nos
104010 | 104010003 | HEAT DETECTOR | SAFETY | No | Yes |  |  |  | 2 inbuilt Isolators as per NFPA 72 style 7 wiring | Highresistance to electromagnetic effects EFSG agreement EFSG/F/97/005 | EMC safety for detector shall be 50 V/m | EN54/ VDs/UL certification |  |  | Nos
104010 | 104010004 | MANUAL BREAK UNIT | SAFETY | No | Yes |  |  |  | break glass(Double action) with inbuilt isolators as per NFPA 72 style 7 wiring | EN 54/ Vds/ ULCertification |  |  |  |  | Nos
104010 | 104010005 | LOOP POWERED BASE SOUNDER | SAFETY | No | Yes |  |  |  | inbuilt isolators as per NFPA 72 style 7 wiring | 32 different tone variants selection options & adjustable sound pressure by 5 levels | the sound pressure 92.1 dB(A), with flasher | Synchronized flash rate of 1 Hz and Light intensity > 2 cd | EN54 / Vds/UL Certification. |  | Nos
104010 | 104010006 | BEAM DETECTOR | SAFETY | No | Yes |  |  |  | Transmitter / Receiver/ monitor/modules, optical type with blinking LED | Dip/ Rotary Switche | Beam Length - 50 mtr |  |  |  | Nos
104010 | 104010007 | REMOTE RESPONSE INDICATOR | SAFETY | No | Yes |  |  |  |  | (As per IS 2189/TAC) | with base & junction box |  |  |  | Nos
104010 | 104010008 | INTRINSICALLY SAFE SMOKE DETECTOR | SAFETY | No | Yes | [9 empty] | Nos
104010 | 104010009 | SAFE MULTISENSOR DETECTOR | SAFETY | No | Yes | [9 empty] | Nos
104010 | 104010010 | CONVENTIONAL INTERFACE ZONE MODULE | SAFETY | No | Yes |  |  |  | inbuilt isolators as per NFPA 72 style 7 wiring | EN54/ Vds Certification |  |  |  |  | Nos
104010 | 104010011 | FLAMEPROOF HOOTER | SAFETY | No | Yes |  |  |  | maximum 80 Db Sound | CIMFR approved. |  |  |  |  | Nos
104010 | 104010012 | FLAME PROOF MANUAL CALL POINT | SAFETY | No | Yes |  |  |  |  | Aluminium Alloy Body | CIMFR approved |  |  |  | Nos
104010 | 104010013 | CONTROL RELAY MODULE | SAFETY | No | Yes |  |  |  | inbuilt isolators as per NFPA 72 style 7 wiring | maximun switching current of 1A @ 30V DC | EN54/ Vds Certification including SMPS and JB |  |  |  | Nos
104010 | 104010014 | MONITOR MODULE | SAFETY | No | Yes |  |  |  | monitoring of a line with EOL resistor | EN54 / Vds including SMPS and JB |  |  |  |  | Nos
| 105 | PLUMBING | PLUMBING | Yes | No | [9 empty] | Nos
105 | 105001 | COUPLING | PLUMBING | Yes | No | [9 empty] | Nos
105001 | 105001001 | FLEXIBLE COUPLING | PLUMBING | No | Yes | [9 empty] | Nos
105001001 | 105001001001 | Flexible Coupling 300mm | PLUMBING | No | Yes |  |  |  | Ductile Cast iron, ASTM A536 Grade 65-45-12 | Gasket : EPDM | 20.7 bar (300 psi) to (34.5 bar (500 psi). |  |  |  | Nos
105001001 | 105001001002 | Flexible Coupling 250mm | PLUMBING | No | Yes |  |  |  | Ductile Cast iron, ASTM A536 Grade 65-45-12 | Gasket : EPDM | 20.7 bar (300 psi) to (34.5 bar (500 psi). |  |  |  | Nos
105001001 | 105001001003 | Flexible Coupling 80mm | PLUMBING | No | Yes |  |  |  | Ductile Cast iron, ASTM A536 Grade 65-45-12 | Gasket : EPDM | 20.7 bar (300 psi) to (34.5 bar (500 psi). |  |  |  | Nos
105001 | 105001002 | SUPPORTS | PLUMBING | Yes | No | [9 empty] | Nos
105001002 | 105001002001 | GI CLAMPS | PLUMBING | No | No | [9 empty] | Nos
105001002 | 105001002002 | SS chain with hook | PLUMBING | No | No | [9 empty] | Nos
105001002 | 105001002003 | GI CLAMPS 2" | PLUMBING | No | No | [9 empty] | Nos
105 | 105002 | FLUSH CONNECTION | PLUMBING | Yes | No | [9 empty] | Nos
105002 | 105002001 | Flush Connection 50mm | PLUMBING | No | Yes |  |  |  | sprinkler piping with coupling & ball valve. | [5 empty] | Nos
105002 | 105002002 | Flush Connection Pipe 50mm | PLUMBING | No | Yes |  |  |  | Forged brass | [5 empty] | Nos
105 | 105003 | FOAM MONITOR | PLUMBING | Yes | No | [9 empty] | Nos
105003 | 105003001 | Foam Monitor | PLUMBING | No | Yes |  |  |  | stainless steel ( SS 304) construction with 63mm reducer inlet | Manually opearted water foam monitor of capacity 1750LPM @ 7 Kg/cm2 pressure | IS:318 LTB2 gunmetal ball bearing swivel joints with brass locking arrangement,permitting 360 deg horizontal and vertical rotation + 90 deg to -45 deg , inlet flange of 100mm dia | foam barrel 600 Ltrs capacity HDPE construction | fixing with anchor fastener and flanged tapping from external ring main and providing pressure gauge,handwheel,drain valve |  | Nos
105003 | 105003002 | Fire foam monitor with shut off valve | PLUMBING | No | Yes | [9 empty] | Nos
105003 | 105003003 | Foam Monitor 1750 LPM | PLUMBING | No | Yes |  |  |  | Foam cum water monitor of 63 mm size | inlet connection 4” OR 6” (100 or 150 NB) | End Connection 4” BSP Monitor & Nozzle | Monitor Elevation 90 Deg. above horizontal & 65 Deg. below horizontal , Monitor Rotation 360 Deg. | as per IS:8442 |  | Nos
105003 | 105003004 | Controller 6" Brass/Bronze | PLUMBING | No | Yes |  |  |  | Grooved end connections (168 mm OD) | 2" Foam inlet connection | 189 LPM to 8706 LPM | UL / FM Pressure of 30PSI |  |  | Nos
105003 | 105003005 | Controller 6" Bronze | PLUMBING | No | Yes |  |  |  | Wafer type | 2" Foam inlet connection | 100 LPM to 8600 LPM of 3% AR-AFFF foam solution | Pressure of 30PSI |  |  | Nos
105003 | 105003006 | Foam Support 3% ARAFFF Foam Concentrate | PLUMBING | No | Yes | [9 empty] | Nos
105003 | 105003007 | Controller 4" Brass/Bronze | PLUMBING | No | Yes |  |  |  | Grooved end | 189 LPM to 8706 LPM of 3% AR-AFFF solution, | Pressure of 30PSI |  |  |  | Nos
105003 | 105003008 | Controller 4" Bronze | PLUMBING | No | Yes |  |  |  | Wafer type | 100 LPM to 8600 LPM of 3% AFFF foam solution | Pressure of 30PSI |  |  |  | Nos
105003 | 105003009 | Foam Support AFFF Foam Concentrate | PLUMBING | No | Yes | [9 empty] | Nos
105 | 105004 | NOZZLE | PLUMBING | Yes | No | [9 empty] | Nos
105004 | 105004001 | Nozzle K-18 @ 90 deg for HVWS | PLUMBING | No | Yes |  |  |  | High velocity brass finish water spray nozzles | 20 mm screwed ends |  |  |  |  | Nos
105004 | 105004002 | Nozzle K-18 @ 120 deg for MVWS | PLUMBING | No | Yes |  |  |  | Medium velocity brass finish water spray nozzles | 15 mm screwed ends. |  |  |  |  | Nos
105004 | 105004003 | Nozzle K-30 @ 120 deg for MVWS | PLUMBING | No | Yes |  |  |  | Medium velocity brass finish water spray nozzles | 15 mm screwed ends. |  |  |  |  | Nos
105004 | 105004004 | Nozzle K-30 @ 160 deg for MVWS | PLUMBING | No | Yes |  |  |  | Medium velocity brass finish water spray nozzles | 15 mm screwed ends. |  |  |  |  | Nos
105004 | 105004005 | Nozzle K-41 @ 120 deg for MVWS | PLUMBING | No | Yes |  |  |  | Medium velocity brass finish water spray nozzles | 15 mm screwed ends. |  |  |  |  | Nos
105004 | 105004006 | WATER SPRAY NOZZLE K-18 @ 120Deg for HVWS | PLUMBING | No | Yes |  |  |  | cooled by density @ 10.2 LPM /m2 | [5 empty] | Nos
105004 | 105004007 | WATER SPRAY NOZZLE K-91 @ 120Deg for MVWS | PLUMBING | No | Yes |  |  |  | cooled by density @ 10.2 LPM /m2 | [5 empty] | Nos
105004 | 105004008 | WATER SPRAY NOZZLE K-30 @ 120Deg for MVWS | PLUMBING | No | Yes |  |  |  | cooled by density @ 10.2 LPM /m2 | [5 empty] | Nos
105004 | 105004009 | Pendent Foam-Sprinkler Nozzle K-Factor : 42, Operating Pressure : 2.1to 4.4 bar. Hydro Test Pressure : 12 bar. | PLUMBING | No | Yes |  |  |  |  | 15mm dia. |  |  |  |  | Nos
105 | 105005 | ROSETTE PLATE | PLUMBING | Yes | No | [9 empty] | Nos
105005 | 105005001 | Rosette Plate | PLUMBING | No | Yes |  |  |  | Recessed type | [5 empty] | Nos
105 | 105006 | SPRINKLER | PLUMBING | Yes | No | [9 empty] | Nos
105006 | 105006001 | Pendent sprinkler 68 deg C, K factor: 80 | PLUMBING | No | Yes |  |  |  | brass finish quartzoid bulb type | 15mm screwed ends |  |  |  |  | Nos
105006 | 105006002 | Pendent sprinkler 79 deg C K factor: 80 | PLUMBING | No | Yes |  |  |  | brass finish quartzoid bulb type | 15mm screwed ends |  |  |  |  | Nos
105006 | 105006003 | Upright sprinkler 79 deg C K factor: 80 | PLUMBING | No | Yes |  |  |  | brass finish quartzoid bulb type | 15mm screwed ends |  |  |  |  | Nos
105006 | 105006004 | Upright sprinkler 79 deg C K factor: 160 | PLUMBING | No | Yes |  |  |  | brass finish quartzoid bulb type | 20mm screwed ends |  |  |  |  | Nos
105006 | 105006005 | Upright sprinkler 79 deg C K factor: 115 | PLUMBING | No | Yes |  |  |  | brass finish quartzoid bulb type | 20mm screwed ends |  |  |  |  | Nos
105006 | 105006006 | Upright sprinkler 93 deg C K factor: 115 | PLUMBING | No | Yes |  |  |  | brass finish quartzoid bulb type | 20mm screwed ends |  |  |  |  | Nos
105006 | 105006007 | Upright sprinkler 93 deg C K factor: 80 | PLUMBING | No | Yes |  |  |  | brass finish quartzoid bulb type | 15mm screwed ends |  |  |  |  | Nos
105006 | 105006008 | Sprinkler K=80, TEMP=79 deg C | PLUMBING | No | Yes |  |  |  | Quartzoid Bulb and Chrome Finish along with fittings | [5 empty] | Nos
105006 | 105006009 | Sprinkler shield | PLUMBING | No | Yes |  |  |  | Chrome Finish | [5 empty] | Nos
105006 | 105006010 | Sprinkler guard | PLUMBING | No | No | [9 empty] | Nos
105006 | 105006011 | Pendent Sprinkler K=115 (Standard Response), TEMP=68 deg C | PLUMBING | No | Yes |  |  |  | Chrome Finish | [5 empty] | Nos
105006 | 105006012 | Upright Sprinkler K=115 (Standard Response), TEMP=68 deg C | PLUMBING | No | Yes |  |  |  | Chrome Finish | [5 empty] | Nos
105006 | 105006013 | Pendant Sprinkler K=80 (Standard Response), TEMP=68 deg C | PLUMBING | No | Yes |  |  |  | Chrome Finish | [5 empty] | Nos
105006 | 105006014 | Pendent Sprinkler K=240 (Quick Response), TEMP=74 deg C | PLUMBING | No | Yes |  |  |  | Chrome Finish | [5 empty] | Nos
105006 | 105006015 | Upright Sprinkler K=80 (Standard Response), TEMP=68 deg C | PLUMBING | No | Yes |  |  |  | Chrome Finish | [5 empty] | Nos
105006 | 105006016 | Pendant Sprinkler K=80 Clean Room (Standard Response), TEMP=68 deg C | PLUMBING | No | Yes |  |  |  | Chrome Finish | [5 empty] | Nos
105006 | 105006017 | Foam Compactible Sprinkler Upright Sprinkler K115 Temp 68deg C | PLUMBING | No | No | [9 empty] | Nos
105006 | 105006018 | Upright Sprinkler K=115 (Standard Response), TEMP=79 deg C | PLUMBING | No | Yes |  |  |  | Chrome Finish | [5 empty] | Nos
105006 | 105006019 | Upright Sprinkler K=80 (Standard Response), TEMP=79 deg C | PLUMBING | No | Yes |  |  |  | Chrome Finish | [5 empty] | Nos
105006 | 105006020 | Quartzoid Bulb Sprinkler K=80, TEMP=79 deg C | PLUMBING | No | Yes |  |  |  | Chrome Finish | [5 empty] | Nos
105 | 105007 | SPRINKLER HOSE | PLUMBING | Yes | No | [9 empty] | Nos
105007 | 105007001 | Flexible braided type hose 1500 mm | PLUMBING | No | Yes |  |  |  | SS 304 1" | 1/2 inch screwed end fittings |  |  |  |  | Nos
105007 | 105007002 | Flexible braided type hose 1200 mm | PLUMBING | No | Yes |  |  |  | SS 304 1" | 1/2 inch screwed end fittings |  |  |  |  | Nos
105007 | 105007003 | Flexible braided type hose 1000 mm | PLUMBING | No | Yes |  |  |  | SS 304 1" | 1/2 inch screwed end fittings |  |  |  |  | Nos
105007 | 105007004 | Flexible braided type hose 700 mm | PLUMBING | No | Yes |  |  |  | SS 304 1" | 1/2 inch screwed end fittings |  |  |  |  | Nos
105007 | 105007005 | SS braided flexible pipe | PLUMBING | No | Yes |  |  |  | SS PIPE | 1 mtr Length |  |  |  |  | Nos
105 | 105008 | SUPPORT | PLUMBING | Yes | No | [9 empty] | Nos
105008 | 105008001 | Pipe Supports for hanging Pipe | PLUMBING | No | Yes | Hi tech / Mupro / Hilti / Fischer / Gripple |  |  | standard Rod Length will be 1 Mtrs to 3 Mtrs | [5 empty] | Nos
105008 | 105008002 | INSPECTOR TEST CONNECTION 25 NB | PLUMBING | No | Yes |  |  |  | Forged Brass Body | ball valve and open sprinkler |  |  |  |  | Nos
105 | 105009 | SENSOR | PLUMBING | Yes | No | [9 empty] | Nos
105009 | 105009001 | Level sensor for 5 tank level | PLUMBING | No | Yes | Techtrol / Scientific devices |  |  | Solenoid Valve operation and flow control. | LED Board |  |  |  |  | Nos
105 | 105010 | FILTERS | PLUMBING | Yes | No | [9 empty] | Nos
105010 | 105010001 | DUAL MEDIA FILTER 600 LPM | PLUMBING | No | Yes | Paintair/ Ion exchange /Thermax |  |  | Vessel working pressure-3.5 Kg/cm2 Vessel test pressure-5.0 kg/cm2 | Valves working-Manual |  |  |  |  | Nos
105 | 105011 | WATER SOFTNER | PLUMBING | Yes | No | [9 empty] | Nos
105011 | 105011001 | WATER SOFTENING PLANT 20 CMH | PLUMBING | No | Yes | Ion exchange/ Thermax /KP Water | [8 empty] | Nos
105 | 105012 | RO SYSTEM | PLUMBING | Yes | No | [9 empty] | Nos
105012 | 105012001 | RO Plant 1.2 CMH | PLUMBING | No | Yes | Ion exchange/ Thermax /KP Water | [8 empty] | Nos
105012 | 105012002 | RO + UV water purifier | PLUMBING | No | Yes |  |  |  | 20 ltrs/hr 60 W, 9 L capacity | wall mounting | Carbon block filter Cartidge | 11 W UV lamp wattage | pH 6.5-8.0 |  | Nos
105012 | 105012003 | water cooler cum RO + UV water purifier | PLUMBING | No | Yes |  |  |  | 60 ltrs/hr & seven stage of purification power - 230 +/- 10% VAC,50Hz,1PH | MOC - SS304 Body & Tank, R134a Refrigerant |  |  |  |  | Nos
105012 | 105012004 | UV UNIT | PLUMBING | No | Yes |  |  |  | upto 250ltrs/h | [5 empty] | Nos
105 | 105013 | TRAPS | PLUMBING | Yes | No | [9 empty] | Nos
105013 | 105013001 | Deep seal 'P' Trap | PLUMBING | No | Yes |  |  |  | 50mm water seal and vent horn, and 100mm dia outlet | PVC |  |  |  |  | Nos
105013 | 105013002 | FLOOR TRAP | PLUMBING | No | Yes |  |  |  | Size 150 mm x 150 mm | PVC | minimum 50 mm water seal | single or multiple inlets (boss tee) of size 40mm to 75mm dia | 75mm dia outlet |  | Nos
105013 | 105013003 | GULLY TRAP | PLUMBING | No | Yes |  |  |  | 300 x 300mm chamber with 150 x 100mm size `P' trap | water tight D.I. cover with frame | 300mm x 300mm internal size |  |  |  | Nos
105 | 105014 | PLUGS | PLUMBING | Yes | No | [9 empty] | Nos
105014 | 105014001 | CLEAN OUT PLUG 100MM | PLUMBING | No | No | [9 empty] | Nos
105014 | 105014002 | CLEAN OUT PLUG 75MM | PLUMBING | No | No | [9 empty] | Nos
105 | 105015 | REDUCER | PLUMBING | Yes | No | [9 empty] | Nos
105015 | 105015001 | 600/500 - MS REDUCER | PLUMBING | No | No | [9 empty] | Nos
105015 | 105015002 | 450/400 - MS REDUCER | PLUMBING | No | No | [9 empty] | Nos
| 106 | HVAC | HVAC | Yes | No | [9 empty] | Nos
106 | 106001 | VRF | HVAC | Yes | No | [9 empty] | Nos
106001 | 106001001 | VRF SYSTEM CKT-01-22HP ODU | HVAC | No | Yes | Toshiba/Daikin/Bluestar |  |  | R410 / R410A Gas Based Model. | [5 empty] | Nos
106 | 106002 | VRF INDOOR UNIT | HVAC | Yes | No | [9 empty] | Nos
106002 | 106002001 | VRF-indoor unit 3.33 TR | HVAC | No | Yes | Toshiba/ Daikin/ Bluestar |  |  | 4 way Casstte type | sound absorbing thermal insulation Polystyrene / Polyethylene foam | heat exchanger with Cu Coil and Al fins | direct drive four speed turbo fan, self closing 4 motorized vanes |  |  | Nos
106002 | 106002002 | VRF-indoor unit 3.0 TR | HVAC | No | Yes | Toshiba/ Daikin/ Bluestar |  |  | 4 way Casstte type | sound absorbing thermal insulation Polystyrene / Polyethylene foam | heat exchanger with Cu Coil and Al fins | direct drive four speed turbo fan, self closing 4 motorized vanes |  |  | Nos
106002 | 106002003 | VRF-indoor unit 2.59 TR | HVAC | No | Yes | Toshiba/ Daikin/ Bluestar |  |  | 4 way Casstte type | sound absorbing thermal insulation Polystyrene / Polyethylene foam | heat exchanger with Cu Coil and Al fins | direct drive four speed turbo fan, self closing 4 motorized vanes |  |  | Nos
106002 | 106002004 | VRF-indoor unit 2.01 TR | HVAC | No | Yes | Toshiba/ Daikin/ Bluestar |  |  | 4 way Casstte type | sound absorbing thermal insulation Polystyrene / Polyethylene foam | heat exchanger with Cu Coil and Al fins | direct drive four speed turbo fan, self closing 4 motorized vanes |  |  | Nos
106002 | 106002005 | VRF-indoor unit 1.59 TR | HVAC | No | Yes | Toshiba/ Daikin/ Bluestar |  |  | 4 way Casstte type | sound absorbing thermal insulation Polystyrene / Polyethylene foam | heat exchanger with Cu Coil and Al fins | direct drive four speed turbo fan, self closing 4 motorized vanes |  |  | Nos
106002 | 106002006 | VRF-indoor unit 1.2 TR | HVAC | No | Yes | Toshiba/ Daikin/ Bluestar |  |  | 4 way Casstte type | sound absorbing thermal insulation Polystyrene / Polyethylene foam | heat exchanger with Cu Coil and Al fins | direct drive four speed turbo fan, self closing 4 motorized vanes |  |  | Nos
106002 | 106002007 | 1.28 TR Indoor unit -Outer size shall be 750mm X 750 mm ( Compact Size) | HVAC | No | Yes |  |  |  | 4 way cassette Multiflow type | R410A /Eco friendly refrigerant ( with Zero ODP ) | MERV 8 multi speed evaporator fan. Max. up to 35 dBA @ 1 meter distance | 240 ± 10% volts, 50 Hz ± 5%, single phase power supply | SS - 304 /HIPS |  | Nos
106002 | 106002008 | 1.65 TR Indoor unit -Outer size shall be 750mm X 750 mm ( Compact Size) | HVAC | No | Yes |  |  |  | 4 way cassette Multiflow type | R410A /Eco friendly refrigerant ( with Zero ODP ) | MERV 8 multi speed evaporator fan. Max. up to 35 dBA @ 1 meter distance | 241 ± 10% volts, 50 Hz ± 5%, single phase power supply | SS - 304 /HIPS |  | Nos
106002 | 106002009 | 2.08 TR Indoor unit -Outer size shall be 950mm X 950mm | HVAC | No | Yes |  |  |  | 4 way cassette Multiflow type | R410A /Eco friendly refrigerant ( with Zero ODP ) | MERV 8 multi speed evaporator fan. Max. up to 35 dBA @ 1 meter distance | 242 ± 10% volts, 50 Hz ± 5%, single phase power supply | SS - 304 /HIPS |  | Nos
106002 | 106002010 | 2.55 TR Indoor unit -Outer size shall be 950mm X 950 mm | HVAC | No | Yes |  |  |  | 4 way cassette Multiflow type | R410A /Eco friendly refrigerant ( with Zero ODP ) | MERV 8 multi speed evaporator fan. Max. up to 35 dBA @ 1 meter distance | 243 ± 10% volts, 50 Hz ± 5%, single phase power supply | SS - 304 /HIPS |  | Nos
106002 | 106002011 | 3.3 TR Indoor unit -Outer size shall be 950mm X 950mm | HVAC | No | Yes |  |  |  | 4 way cassette Multiflow type | R410A /Eco friendly refrigerant ( with Zero ODP ) | MERV 8 multi speed evaporator fan. Max. up to 35 dBA @ 1 meter distance | 244 ± 10% volts, 50 Hz ± 5%, single phase power supply | SS - 304 /HIPS |  | Nos
106002 | 106002012 | 4.13 TR Indoor unit -Outer size shall be 950mm X 950mm | HVAC | No | Yes |  |  |  | 4 way cassette Multiflow type | R410A /Eco friendly refrigerant ( with Zero ODP ) | MERV 8 multi speed evaporator fan. Max. up to 35 dBA @ 1 meter distance | 245 ± 10% volts, 50 Hz ± 5%, single phase power supply | SS - 304 /HIPS |  | Nos
106 | 106003 | REMOTE CONTROL SYSTEM | HVAC | Yes | No | [9 empty] | Nos
106003 | 106003001 | Cordless remote controllers | HVAC | No | Yes | Toshiba/ Daikin/ Bluestar | [8 empty] | Nos
106003 | 106003002 | Standard Corded remote controllers | HVAC | No | Yes | Toshiba/ Daikin/ Bluestar | [8 empty] | Nos
106003 | 106003003 | Touch Screen Corded remote controller | HVAC | No | Yes | Toshiba/ Daikin/ Bluestar | [8 empty] | Nos
106003 | 106003004 | Centralized (PC Mounted Controller) Control System Controller. | HVAC | No | Yes | Toshiba/ Daikin/ Bluestar | [8 empty] | Nos
106 | 106004 | AIR CURTAIN | HVAC | Yes | No | [9 empty] | Nos
106004 | 106004001 | Air Curtain 1800 MM wide | HVAC | No | Yes | Euronics / Dolphy | [8 empty] | Nos
106 | 106005 | DUCT | HVAC | Yes | No | [9 empty] | Nos
106005 | 106005001 | Ducting 24 G (0.63 mm) | HVAC | No | Yes | Structure : TATA/SAIL GI WIRE- HILTI/GRIPPLE/MUPRO |  |  | GI wire rope ,hangers, anchor fasteners | RTV Sealed rectangular ducts as per IS:277 (MIn 120 GSM) | fabricated EITHER as per TDC/TDF design OR as per IS:655 | Trapeeze ty pe MS Angle Supports for Ducting using fully threaded GI roads | As per IS-655 |  | Nos
106005 | 106005002 | Ducting 22 G (0.80 mm) | HVAC | No | Yes | Structure : TATA/SAIL GI WIRE- HILTI/GRIPPLE/MUPRO |  |  | GI wire rope ,hangers, anchor fasteners | RTV Sealed rectangular ducts as per IS:277 (MIn 120 GSM) | fabricated EITHER as per TDC/TDF design OR as per IS:655 | Trapeeze ty pe MS Angle Supports for Ducting using fully threaded GI roads | As per IS-655 |  | Nos
106005 | 106005003 | Ducting 20 G (1.00 mm) | HVAC | No | Yes | Structure : TATA/SAIL GI WIRE- HILTI/GRIPPLE/MUPRO |  |  | GI wire rope ,hangers, anchor fasteners | RTV Sealed rectangular ducts as per IS:277 (MIn 120 GSM) | fabricated EITHER as per TDC/TDF design OR as per IS:655 | Trapeeze ty pe MS Angle Supports for Ducting using fully threaded GI roads | As per IS-655 |  | Nos
106005 | 106005004 | Ducting 18 G (1.20 mm) (Plenum & bigger size duct) | HVAC | No | Yes | Structure : TATA/SAIL GI WIRE- HILTI/GRIPPLE/MUPRO |  |  | GI wire rope ,hangers, anchor fasteners | RTV Sealed rectangular ducts as per IS:277 (MIn 120 GSM) | fabricated EITHER as per TDC/TDF design OR as per IS:655 | Trapeeze ty pe MS Angle Supports for Ducting using fully threaded GI roads | As per IS-655 |  | Nos
106005 | 106005005 | 24 G (0 to 600 mm dia) | HVAC | No | Yes |  |  |  | GSS spiral duct | 120 gsm coating of zinc |  |  |  |  | Nos
106005 | 106005006 | 22G (650 to 900 mm dia) | HVAC | No | Yes |  |  |  | GSS spiral duct | 120 gsm coating of zinc |  |  |  |  | Nos
106005 | 106005007 | 100 mm dia | HVAC | No | Yes |  |  |  | Factory fabricated insulated flexible duct | spring steel wire helix as per UL181 class 1 or equivalent . |  |  |  |  | Nos
106005 | 106005008 | 24 G GI ducting -from 0-750 mm | HVAC | No | Yes |  |  |  | TDF ( Up to 1200 mm width ) | Factory fabricated GSS duct | as per IS 655:2006 |  |  |  | Nos
106005 | 106005009 | 22 G GI ducting -from 751-1500 mm | HVAC | No | Yes |  |  |  | slip-on flange joints ( for more than 1200 mm in width ) | Factory fabricated GSS duct | as per IS 655:2006 |  |  |  | Nos
106005 | 106005010 | 20 G GI ducting -from 1501 to 2250 mm | HVAC | No | Yes |  |  |  | slip-on flange joints ( for more than 1200 mm in width ) | Factory fabricated GSS duct | as per IS 655:2006 |  |  |  | Nos
106005 | 106005011 | 18 G GI ducting -From 2251 & above | HVAC | No | Yes |  |  |  | slip-on flange joints ( for more than 1200 mm in width ) | Factory fabricated GSS duct | as per IS 655:2006 |  |  |  | Nos
106005 | 106005012 | 24 Guage | HVAC | No | Yes |  |  |  | Factory fabricated GSS duct | Galvanised Sheet (GI) Ducting class VIII with M.S. Angle Flange | RTV duct Sealant |  |  |  | Nos
106005 | 106005013 | 22 Guage | HVAC | No | Yes |  |  |  | Factory fabricated GSS duct | Galvanised Sheet (GI) Ducting class VIII with M.S. Angle Flange | RTV duct Sealant |  |  |  | Nos
106 | 106006 | GRILLE | HVAC | Yes | No | [9 empty] | Nos
106006 | 106006001 | S.A grille with VCD in aluminum extruded construction duly powder coated | HVAC | No | Yes | Cosmos / Caryair / Systemair / Ruskin / Fairflow. | [8 empty] | Nos
106006 | 106006002 | S.A / R.A grille without VCD in aluminum extruded construction duly powder coated. | HVAC | No | Yes | Cosmos / Caryair / Systemair / Ruskin / Fairflow. | [8 empty] | Nos
106006 | 106006003 | S.A/R.A Diffuser with VCD in aluminum extruded construction duly powder coated | HVAC | No | Yes | Cosmos / Caryair / Systemair / Ruskin / Fairflow. | [8 empty] | Nos
106006 | 106006004 | R.A Diffuser with VCD in aluminum extruded construction duly powder coated. | HVAC | No | Yes | Cosmos / Caryair / Systemair / Ruskin / Fairflow. | [8 empty] | Nos
106006 | 106006005 | G.I. duct dampers | HVAC | No | Yes | Cosmos / Caryair / Systemair / Ruskin / Fairflow. | [8 empty] | Nos
106006 | 106006006 | Aluminum VCD | HVAC | No | Yes | Cosmos / Caryair / Systemair / Ruskin / Fairflow. | [8 empty] | Nos
106006 | 106006007 | Fire Retardent Rexin Duct Flexible Connection. | HVAC | No | Yes | Cosmos / Caryair / Systemair / Ruskin / Fairflow. | [8 empty] | Nos
106006 | 106006008 | Ductable unit | HVAC | No | Yes | Cosmos / Caryair / Systemair / Ruskin / Fairflow. | [8 empty] | Nos
106006 | 106006009 | EXHAUST GRILLES | HVAC | No | Yes |  |  |  | Al Extruded Powder Coated | [5 empty] | Nos
106 | 106007 | CHILLERS | HVAC | Yes | No | [9 empty] | Nos
106007 | 106007001 | COOLING TOWERS 1150 TR Water Cooled Chiller | HVAC | No | Yes |  |  |  | Heat Rejection Capacity - 17,250,000 Btu/Hr. | Water Flow rate - 4200 USGPM 3 phase power supply | Condenser Water In - 97.16°F (36.2°C) Condenser Water Out - 89.24°F (31.8°C) | TEFC motors class IE3 (as per IS 12615) | inlet noise and outlet noise not exceeding 65 db |  | Nos
106007 | 106007002 | 300 TR for chiller of capacity 250 TR , flow rate 180 m3/hr | HVAC | No | Yes |  |  |  | infill made of UV treated PVC, inlet & outlet connection shall be GI | Noise level @ 1 m distance shall be max upto <80 dBA | inlet temperaure 36.3 deg C ,outlet temperature 31.3 deg C Approach 3 deg C | counter flow with honeycomb type fills,all fasteners to be SS304 | IP 55 , Class F Insulation, TEFC type efficiency IE3 |  | Nos